## BoQ1 (hidden)
Percentage BoQ
BoQ_Ver3.1 | Percentage | Normal | INR Only | INR
Select, At Par, Excess (+), Less (-) |  | IOCL
Tender Inviting Authority: ENGINEER MEMBER
Name of Work: Renovation & Construction of SDH Hospital under 5T Transformation (AMA Hospital) at Chatrapur, Ganjam
Contract No: EM-BeDA-36/2023-24
Name of the Bidder/ Bidding Firm / Company :
PRICE SCHEDULE (This BOQ template must not be modified/replaced by the bidder and the same should be uploaded after filling the relevant columns, else the bidder is liable to be rejected for this tender. Bidders are allowed to enter the Bidder Name and Values only )
NUMBER # | TEXT # | TEXT # | NUMBER # | TEXT # | NUMBER | NUMBER | TEXT | TEXT # | NUMBER # | TEXT# | TEXT # | NUMBER # | NUMBER | NUMBER | NUMBER | NUMBER | TEXT | TEXT | NUMBER | NUMBER | NUMBER | NUMBER | TEXT | TEXT | NUMBER | NUMBER | NUMBER | NUMBER | TEXT | TEXT | NUMBER | NUMBER | NUMBER | NUMBER | TEXT | TEXT | NUMBER | NUMBER | NUMBER | NUMBER | TEXT | TEXT | NUMBER | NUMBER | NUMBER # | NUMBER # | TEXT | TEXT | NUMBER # | NUMBER # | DATE | NUMBER # | NUMBER # | TEXT #
Sl. No. | Item Description | Item Code / Make | Quantity | Units | Estimated Rate in Rs. P |  |  | Addition / Deduction | Addition / Deduction Values | Currency Convertion against each Item | Quoted Currency in INR / Other Currency | BASIC RATE In Figures To be entered by the Bidder Rs. P | Excise Duty | VAT | Freight Charges ( Unloading & Stacking) | Any Other Taxes/Duties/Levies |  |  | Other Taxes 2 | IIIrd Party i.e DGS&D / RITES etc Inspection Charges @0.34%+Service Tax | Less for Cenvat Credit,if any respect of Supplies Under full Excise Duty Category | [30 empty] | TOTAL AMOUNT Without Taxes in Rs. P | TOTAL AMOUNT With Taxes | TOTAL AMOUNT In Words
1 | 2 | 3 | 4 | 5 | 6 | 7 | 8 | 9 | 10 | 11 | 12 | 13 | 14 | 15 | 16 | 17 | 18 | 19 | 20 | 21 | 22 | 23 | 24 | 25 | 26 | 27 | 28 | 29 | 30 | 31 | 32 | 33 | 34 | 35 | 36 | 37 | 38 | 39 | 40 | 41 | 42 | 43 | 44 | 45 | 46 | 47 | 48 | 49 | 50 | 51 | 52 | 7 | 54 | 8
1 | TOILET BLOCK | BI01010001010000000000000515BI0100001112 | [52 empty] | 1 | TOILET BLOCK | BI01010001010000000000000515BI0100001112 |  |  | Construction of chamber for 100mm sluices valve | item1 | 10 | 1 Nos
1.01 | Earthwork in excavation in all types of soil for site leveling, foundation, pits, trenches and other civil works upto and including 2.4metre depth and stacking the soil upto a lead of 100 metre and including dewatering, removing slush, shoring and strutting (as required), complete as per specification and as directed by the Engineer-In-Charge. All kind of soils. | BI01010001010000000000000515BI0100001113 | 53.568 | Cum | 223.7 |  |  | Excess(+) | 1 | Full Conversion | INR | [40 empty] | #VALUE! | #VALUE! | #VALUE! | 1.01 | Earthwork in excavation in all types of soil for site leveling, foundation, pits, trenches and other civil works upto and including 2.4metre depth and stacking the soil upto a lead of 100 metre and including dewatering, removing slush, shoring and strutting (as required), complete as per specification and as directed by the Engineer-In-Charge. All kind of soils. | BI01010001010000000000000515BI0100001113 | 53.568 | Cum | Supplying, Conveying and fixing spls. Including eart | item1 | 123.223 | Nos
1.02 | Stoney earth . | BI01010001010000000000000515BI0100001114 | 6.696 | Cum | 322.5 |  |  | Excess(+) | 1 | Full Conversion | INR | [40 empty] | #VALUE! | #VALUE! | #VALUE! | 1.02 | Stoney earth . | BI01010001010000000000000515BI0100001114 | 6.696 | Cum | Construction of chamber for 100mm sluice plates | item2 | 213 | Nos
1.03 | Cutting hard rocks by using jack hammer with compressor (blasting prohibited) and to be removed by pick axes and crow bars to be paid on premeasurement and stacked in proper stacks separately complete as per drawing, design and direction of Architect/Engineer-in-charge. Hard rock . | BI01010001010000000000000515BI0100001115 | 6.696 | Cum | 2731.3 |  |  | Excess(+) | 1 | Full Conversion | INR | [40 empty] | #VALUE! | #VALUE! | #VALUE! | 1.03 | Cutting hard rocks by using jack hammer with compressor (blasting prohibited) and to be removed by pick axes and crow bars to be paid on premeasurement and stacked in proper stacks separately complete as per drawing, design and direction of Architect/Engineer-in-charge. Hard rock . | BI01010001010000000000000515BI0100001115 | 6.696 | Cum | Construction of chamber for 100mm sluices valve | item3 | 10 | Nos
1.04 | Filling in foundation trenches and plinth, with excavated earth including laying the earth in layers not exceeding 23.5 cm thick ramming & watering with all leads & lifts including cost of all labour,T&P completed as directed by the Engineer-In-charge. | BI01010001010000000000000515BI0100001116 | 44.8632 | Cum | 149.1333 |  |  | Excess(+) | 1 | Full Conversion | INR | [40 empty] | #VALUE! | #VALUE! | #VALUE! | 1.04 | Filling in foundation trenches and plinth, with excavated earth including laying the earth in layers not exceeding 23.5 cm thick ramming & watering with all leads & lifts including cost of all labour,T&P completed as directed by the Engineer-In-charge. | BI01010001010000000000000515BI0100001116 | 44.8632 | Cum | Supplying, Conveying and fixing spls. Including ea | item4 | 10 | Nos
1.05 | Supplying and filling sand in foundation and over areas including watering, ramming, consolidating and dressing, labours, tools, taxes etc. all complete as per the specification and direction of Engineer-In-charge. | BI01010001010000000000000515BI0100001117 | 96.8701 | Cum | 555.0125 |  |  | Excess(+) | 1 | Full Conversion | INR | [40 empty] | #VALUE! | #VALUE! | #VALUE! | 1.05 | Supplying and filling sand in foundation and over areas including watering, ramming, consolidating and dressing, labours, tools, taxes etc. all complete as per the specification and direction of Engineer-In-charge. | BI01010001010000000000000515BI0100001117 | 96.8701 | Cum | Supplying, Conveying and fixing spls. Including eart | item1 | 123.223 | Nos
1.06 | Making plinth protection 50mm thick of cement concrete 1:3:6 (1 cement : 3 sand : 6 graded stone aggregate 20mm nominal size) over 75mm bed of dry brick ballast 40mm nominal size well ramed, consolidated and grouted with fine sand and finishing the top smooth including shuttering at the edges, excavation and disposing of surplus earth with a lead of 100m. | BI01010001010000000000000515BI0100001118 | 21.6 | Sqm | 576.541 |  |  | Excess(+) | 1 | Full Conversion | INR | [40 empty] | #VALUE! | #VALUE! | #VALUE! | 1.06 | Making plinth protection 50mm thick of cement concrete 1:3:6 (1 cement : 3 sand : 6 graded stone aggregate 20mm nominal size) over 75mm bed of dry brick ballast 40mm nominal size well ramed, consolidated and grouted with fine sand and finishing the top smooth including shuttering at the edges, excavation and disposing of surplus earth with a lead of 100m. | BI01010001010000000000000515BI0100001118 | 21.6 | Sqm | Construction of chamber for 100mm sluice plates | item2 | 213 | Nos
1.07 | Providing and laying plain cement concrete 1:3:6 (1 cement : 3 sand : 6 stone agregate 40mm nominal size) as levelling course in foundation and plinth etc. including tempering, curring, shuttering etc. complete all depth and height. | BI01010001010000000000000515BI0100001119 | 22.3204 | Cum | 5099.51 |  |  | Excess(+) | 1 | Full Conversion | INR | [40 empty] | #VALUE! | #VALUE! | #VALUE! | 1.07 | Providing and laying plain cement concrete 1:3:6 (1 cement : 3 sand : 6 stone agregate 40mm nominal size) as levelling course in foundation and plinth etc. including tempering, curring, shuttering etc. complete all depth and height. | BI01010001010000000000000515BI0100001119 | 22.3204 | Cum | Construction of chamber for 100mm sluices valve | item3 | 10 | Nos
1.08 | First class Fly ash Brick masonry using bricks of size 23cm. x 11 cm. x 8 cm. having crushing strength not less than 75 kg. Per. Sqr. Cm. in cement mortar of mix( 1:6) with ordinary Portland slag cement(PSC) and screened & washed sand for mortar after immersing the bricks for 6 (Six) hours in water before use in Foundation & Plinth including splays cutting, circular moulding, corbelling, chamfering and similar such type of works, watering and curing etc. including cost, conveyance, loading, unloading, royalties and taxes of all materials, cost of all labour, scaffolding, sundries, T&P required for the works etc. complete in all respect as directed by the Engineer-In-Charge. | BI01010001010000000000000515BI0100001120 | 12.6472 | Cum | 4880.1146 |  |  | Excess(+) | 1 | Full Conversion | INR | [40 empty] | #VALUE! | #VALUE! | #VALUE! | 1.08 | First class Fly ash Brick masonry using bricks of size 23cm. x 11 cm. x 8 cm. having crushing strength not less than 75 kg. Per. Sqr. Cm. in cement mortar of mix( 1:6) with ordinary Portland slag cement(PSC) and screened & washed sand for mortar after immersing the bricks for 6 (Six) hours in water before use in Foundation & Plinth including splays cutting, circular moulding, corbelling, chamfering and similar such type of works, watering and curing etc. including cost, conveyance, loading, unloading, royalties and taxes of all materials, cost of all labour, scaffolding, sundries, T&P required for the works etc. complete in all respect as directed by the Engineer-In-Charge. | BI01010001010000000000000515BI0100001120 | 12.6472 | Cum | Supplying, Conveying and fixing spls. Including ea | item4 | 10 | Nos
1.09 | First class Fly ash Brick masonry using bricks of size 23cm. x 11 cm. x 8 cm. having crushing strength not less than 75 kg. Per. Sqr. Cm. in cement mortar of mix( 1:6) with ordinary Portland slag cement(PSC) and screened & washed sand for mortar after immersing the bricks for 6 (Six) hours in water before use in Super stracture including splays cutting, circular moulding, corbelling, chamfering and similar such type of works, watering and curing etc. including cost, conveyance, loading, unloading, royalties and taxes of all materials, cost of all labour, scaffolding, sundries, T&P required for the works etc. complete in all respect as directed by the Engineer-In-Charge. Ground Floor | BI01010001010000000000000515BI0100001121 | 31.5606 | Cum | 4913.44 |  |  | Excess(+) | 1 | Full Conversion | INR | [40 empty] | #VALUE! | #VALUE! | #VALUE! | 1.09 | First class Fly ash Brick masonry using bricks of size 23cm. x 11 cm. x 8 cm. having crushing strength not less than 75 kg. Per. Sqr. Cm. in cement mortar of mix( 1:6) with ordinary Portland slag cement(PSC) and screened & washed sand for mortar after immersing the bricks for 6 (Six) hours in water before use in Super stracture including splays cutting, circular moulding, corbelling, chamfering and similar such type of works, watering and curing etc. including cost, conveyance, loading, unloading, royalties and taxes of all materials, cost of all labour, scaffolding, sundries, T&P required for the works etc. complete in all respect as directed by the Engineer-In-Charge. Ground Floor | BI01010001010000000000000515BI0100001121 | 31.5606 | Cum | Supplying, Conveying and fixing spls. Including eart | item1 | 123.223 | Nos
1.1 | First class Fly ash Brick masonry using bricks of size 23cm. x 11 cm. x 8 cm. having crushing strength not less than 75 kg. Per. Sqr. Cm. in cement mortar of mix( 1:4) with ordinary Portland slag cement(PSC) and screened & washed sand for mortar after immersing the bricks for 6 (Six) hours in water before use in Super stracture including splays cutting, circular moulding, corbelling, chamfering and similar such type of works, watering and curing etc. including cost, conveyance, loading, unloading, royalties and taxes of all materials, cost of all labour, scaffolding, sundries, T&P required for the works etc. complete in all respect as directed by the Engineer-In-Charge. Ground Floor | BI01010001010000000000000515BI0100001122 | 4.5143 | Cum | 5120.1352 |  |  | Excess(+) | 1 | Full Conversion | INR | [40 empty] | #VALUE! | #VALUE! | #VALUE! | 1.1 | First class Fly ash Brick masonry using bricks of size 23cm. x 11 cm. x 8 cm. having crushing strength not less than 75 kg. Per. Sqr. Cm. in cement mortar of mix( 1:4) with ordinary Portland slag cement(PSC) and screened & washed sand for mortar after immersing the bricks for 6 (Six) hours in water before use in Super stracture including splays cutting, circular moulding, corbelling, chamfering and similar such type of works, watering and curing etc. including cost, conveyance, loading, unloading, royalties and taxes of all materials, cost of all labour, scaffolding, sundries, T&P required for the works etc. complete in all respect as directed by the Engineer-In-Charge. Ground Floor | BI01010001010000000000000515BI0100001122 | 4.5143 | Cum | Construction of chamber for 100mm sluice plates | item2 | 213 | Nos
1.11 | Providing, lifting, hoisting and laying Reinforced cement concrete of M-25 grade as per approved designs and drawings having a minimum compressive strength (in work test) 25 Kg. / Square cm. in 15 cm. cubes at 28 days after mixing and test conducted in accordance with I.S. 516 using 12 mm. to 20 mm. size black hard crushed broken granite stone chips and screened and washed sharp sand for mortar of approved quality from approved quarry, washed and cleaned ( 20mm. size chips not to exceeds 25 % ) to be mixed in concrete mixture with Portland slag cement (PSC) including hoisting, lowering, laying and compaction concrete by using vibrators, watering and curing for 28 days, centering and shuttering then after dismantling and removing debris from the work site and finishing the exposed surface smooth providing grooves or beads wherever necessary including cost, conveyance, loading, unloading, royalties and taxes of all materials and cost of all labours, sundries, T & P required of the work etc. complete in all respect as directed by the Engineer-in-Charge. But excluding cost and conveyance of M.S. rods or Tor steel and binding wires and labour charges for straightening, cutting, bending etc. of M.S. rods or tor steel tying the grills and placing in proper position. Ground Floor a) Footing |  | 7.476 | Cum | 6225.6361 |  |  | Excess(+) | 1 | Full Conversion | INR | [40 empty] | #VALUE! | #VALUE! | #VALUE! | 1.11 | Providing, lifting, hoisting and laying Reinforced cement concrete of M-25 grade as per approved designs and drawings having a minimum compressive strength (in work test) 25 Kg. / Square cm. in 15 cm. cubes at 28 days after mixing and test conducted in accordance with I.S. 516 using 12 mm. to 20 mm. size black hard crushed broken granite stone chips and screened and washed sharp sand for mortar of approved quality from approved quarry, washed and cleaned ( 20mm. size chips not to exceeds 25 % ) to be mixed in concrete mixture with Portland slag cement (PSC) including hoisting, lowering, laying and compaction concrete by using vibrators, watering and curing for 28 days, centering and shuttering then after dismantling and removing debris from the work site and finishing the exposed surface smooth providing grooves or beads wherever necessary including cost, conveyance, loading, unloading, royalties and taxes of all materials and cost of all labours, sundries, T & P required of the work etc. complete in all respect as directed by the Engineer-in-Charge. But excluding cost and conveyance of M.S. rods or Tor steel and binding wires and labour charges for straightening, cutting, bending etc. of M.S. rods or tor steel tying the grills and placing in proper position. Ground Floor a) Footing |  | 7.476 | Cum
1.12 | b) Plinth beam. |  | 5.685 | Cum | 7050.9469 |  |  | Excess(+) | 1 | Full Conversion | INR | [40 empty] | #VALUE! | #VALUE! | #VALUE! | 1.12 | b) Plinth beam. |  | 5.685 | Cum
1.13 | c) Lintel Ground Floor |  | 0.83062 | Cum | 13273.5704 |  |  | Excess(+) | 1 | Full Conversion | INR | [40 empty] | #VALUE! | #VALUE! | #VALUE! | 1.13 | c) Lintel Ground Floor |  | 0.83062 | Cum
1.14 | d) Chajja Ground Floor |  | 3.51 | Sqm | 1123.567 |  |  | Excess(+) | 1 | Full Conversion | INR | [40 empty] | #VALUE! | #VALUE! | #VALUE! | 1.14 | d) Chajja Ground Floor |  | 3.51 | Sqm
1.15 | e) Roof Beam Ground Floor |  | 5.9 | Cum | 13983.5904 |  |  | Excess(+) | 1 | Full Conversion | INR | [40 empty] | #VALUE! | #VALUE! | #VALUE! | 1.15 | e) Roof Beam Ground Floor |  | 5.9 | Cum
1.16 | f) Roof Slab Ground Floor |  | 11.9138 | Cum | 12619.1401 |  |  | Excess(+) | 1 | Full Conversion | INR | [40 empty] | #VALUE! | #VALUE! | #VALUE! | 1.16 | f) Roof Slab Ground Floor |  | 11.9138 | Cum
1.17 | g) Column. Ground Floor |  | 5.832 | Cum | 13983.5904 |  |  | Excess(+) | 1 | Full Conversion | INR | [40 empty] | #VALUE! | #VALUE! | #VALUE! | 1.17 | g) Column. Ground Floor |  | 5.832 | Cum
1.18 | Supplying, straightening, cutting, bending, placing in position and binding reinforcement steel work in RCC/reinforced brick works as per drawing and specification including preparation of respective bar bending schedule and binding ( Binding wire to be used as per the IS code) etc. all complete as per direction of Engineer-in-charge Cold Twisted bars, Thermo-Mechanically-treated bars. Ground Floor |  | 49.4651 | Qtl. | 8791.0927 |  |  | Excess(+) | 1 | Full Conversion | INR | [40 empty] | #VALUE! | #VALUE! | #VALUE! | 1.18 | Supplying, straightening, cutting, bending, placing in position and binding reinforcement steel work in RCC/reinforced brick works as per drawing and specification including preparation of respective bar bending schedule and binding ( Binding wire to be used as per the IS code) etc. all complete as per direction of Engineer-in-charge Cold Twisted bars, Thermo-Mechanically-treated bars. Ground Floor |  | 49.4651 | Qtl.
1.19 | 12mm cement plaster on external RCC/brick surfaces in cement plaster 1:6 (1 cement : 6 coarse sand) including necessary scaffolding, curing etc. all complete at all floors and all heights. Ground Floor |  | 173.055 | Sqm | 149.06 |  |  | Excess(+) | 1 | Full Conversion | INR | [40 empty] | #VALUE! | #VALUE! | #VALUE! | 1.19 | 12mm cement plaster on external RCC/brick surfaces in cement plaster 1:6 (1 cement : 6 coarse sand) including necessary scaffolding, curing etc. all complete at all floors and all heights. Ground Floor |  | 173.055 | Sqm
1.2 | 16mm cement plaster on internal smooth side of RCC/brick surfaces with cement mortar of mix 1:6 (1 cement : 6 fine sand) including necessary scaffolding, curing etc. all complete at all floors and all heights. Ground Floor |  | 173.56 | Sqm | 213.3217 |  |  | Excess(+) | 1 | Full Conversion | INR | [40 empty] | #VALUE! | #VALUE! | #VALUE! | 1.2 | 16mm cement plaster on internal smooth side of RCC/brick surfaces with cement mortar of mix 1:6 (1 cement : 6 fine sand) including necessary scaffolding, curing etc. all complete at all floors and all heights. Ground Floor |  | 173.56 | Sqm
1.21 | 6 mm cement plaster on RCC surfaces at ceiling/slab soffit and other locations with cement mortar of mix 1:4 (1 cement : 4 fine sand) including necessary scaffolding, curing etc. all complete at all floors and all heights. Ground Floor |  | 92.27 | Sqm | 166.157 |  |  | Excess(+) | 1 | Full Conversion | INR | [40 empty] | #VALUE! | #VALUE! | #VALUE! | 1.21 | 6 mm cement plaster on RCC surfaces at ceiling/slab soffit and other locations with cement mortar of mix 1:4 (1 cement : 4 fine sand) including necessary scaffolding, curing etc. all complete at all floors and all heights. Ground Floor |  | 92.27 | Sqm
1.22 | Providing and fixing 20mm thick Granite stone flooring (sample of Granite stone should be approved by Engineer-In-Charge) for stair case trade, riser and similar locations where ever required in horizontal/vertical surfaces of required size of approved shade, colour and texture, with moulding edge etc. laid over 20mm thick bed of cement mortar 1:4 (1 cement: 4 coarse sand) with joints treated with white cement mixed with matching pigment, epoxy touch ups including rubbing, curing, moulding and polishing to give high gloss finish etc. complete as per direction of Engineer-in-charge. In all floors and all heights. Ground Floor |  | 43.85 | Sqm | 2702.4 |  |  | Excess(+) | 1 | Full Conversion | INR | [40 empty] | #VALUE! | #VALUE! | #VALUE! | 1.22 | Providing and fixing 20mm thick Granite stone flooring (sample of Granite stone should be approved by Engineer-In-Charge) for stair case trade, riser and similar locations where ever required in horizontal/vertical surfaces of required size of approved shade, colour and texture, with moulding edge etc. laid over 20mm thick bed of cement mortar 1:4 (1 cement: 4 coarse sand) with joints treated with white cement mixed with matching pigment, epoxy touch ups including rubbing, curing, moulding and polishing to give high gloss finish etc. complete as per direction of Engineer-in-charge. In all floors and all heights. Ground Floor |  | 43.85 | Sqm
1.23 | Providing and fixing M.S grill of required patterns for windows/verandahs etc. with M.S flats, square or round bars etc. including applying a coat of approved steel primer and two or more coats of synthetic enamel paint of approved make & shade, all complete as per drawing & specification. (All steel sections contractor's own supply) at all floors and all heights. Ground Floor |  | 123.93 | kg | 68.7296 |  |  | Excess(+) | 1 | Full Conversion | INR | [40 empty] | #VALUE! | #VALUE! | #VALUE! | 1.23 | Providing and fixing M.S grill of required patterns for windows/verandahs etc. with M.S flats, square or round bars etc. including applying a coat of approved steel primer and two or more coats of synthetic enamel paint of approved make & shade, all complete as per drawing & specification. (All steel sections contractor's own supply) at all floors and all heights. Ground Floor |  | 123.93 | kg
1.24 | Providing & Painting with synthetic enamel paint of approved brand and manufacture to give an even shade as per the instruction of Engineer - In- Charge at all floors and all heights including all material & labour complete. Ground Floor |  | 4.18 | Sqm | 154.45 |  |  | Excess(+) | 1 | Full Conversion | INR | [40 empty] | #VALUE! | #VALUE! | #VALUE! | 1.24 | Providing & Painting with synthetic enamel paint of approved brand and manufacture to give an even shade as per the instruction of Engineer - In- Charge at all floors and all heights including all material & labour complete. Ground Floor |  | 4.18 | Sqm
1.25 | Providing & Applying priming one coat with Cement primer of approved brand and manufacture on plaster surface as per the instruction of Engineer-In-Charge at all elevations including all material & labour complete. Ground Floor |  | 438.885 | Sqm | 67.94 |  |  | Excess(+) | 1 | Full Conversion | INR | [40 empty] | #VALUE! | #VALUE! | #VALUE! | 1.25 | Providing & Applying priming one coat with Cement primer of approved brand and manufacture on plaster surface as per the instruction of Engineer-In-Charge at all elevations including all material & labour complete. Ground Floor |  | 438.885 | Sqm
1.26 | Providing and applying to outside walls with two or more coats of Anti-Fungal Weather coat water proofing paint including scaffolding and cleaning the surface before application of approved colour and manufacture as per specification, instruction of Engineer-In-charge at all elevations including all material labour complete. Ground Floor |  | 173.055 | Sqm | 85.9797 |  |  | Excess(+) | 1 | Full Conversion | INR | [40 empty] | #VALUE! | #VALUE! | #VALUE! | 1.26 | Providing and applying to outside walls with two or more coats of Anti-Fungal Weather coat water proofing paint including scaffolding and cleaning the surface before application of approved colour and manufacture as per specification, instruction of Engineer-In-charge at all elevations including all material labour complete. Ground Floor |  | 173.055 | Sqm
1.27 | Providing and applying white cement based putty of average thickness 1 mm of approved brand and manufacturer, over the plastered wall surfaces to prepare the surface even and smooth as per the instruction of Engineer-In-Charge at all elevations including all material & labour complete. Ground Floor |  | 438.885 | Sqm | 70.05 |  |  | Excess(+) | 1 | Full Conversion | INR | [40 empty] | #VALUE! | #VALUE! | #VALUE! | 1.27 | Providing and applying white cement based putty of average thickness 1 mm of approved brand and manufacturer, over the plastered wall surfaces to prepare the surface even and smooth as per the instruction of Engineer-In-Charge at all elevations including all material & labour complete. Ground Floor |  | 438.885 | Sqm
1.28 | Preparing surface and painting at all height with two or more coats of interior Plastic Emulsion "Royale Shyne" of Asian Paints or equivalent of approved shade as per the instructions of the manufacturers; giving uniform shade etc in all heights of walls etc. including interior wall primer & providing scaffolding, cleaning, curing and supply of all materials and labour complete as per drawing, design and direction of Architect/Engineer-In-Charge. Ground Floor |  | 172.64 | Sqm | 92.85 |  |  | Excess(+) | 1 | Full Conversion | INR | [40 empty] | #VALUE! | #VALUE! | #VALUE! | 1.28 | Preparing surface and painting at all height with two or more coats of interior Plastic Emulsion "Royale Shyne" of Asian Paints or equivalent of approved shade as per the instructions of the manufacturers; giving uniform shade etc in all heights of walls etc. including interior wall primer & providing scaffolding, cleaning, curing and supply of all materials and labour complete as per drawing, design and direction of Architect/Engineer-In-Charge. Ground Floor |  | 172.64 | Sqm
1.29 | Supplying, fitting and fixing of Stainless steel of 304 grade in hand ralling using 50mm dia of 2mm thick circular pipe with Balustrade of size 32mm X 32mm X 2mm @ 0.90mtr. C/C and stainless square pipe bracing of size 32mm X 32mm X 2mm in 3 rows in stair case as per approved design and specification, buffing, polishing etc with cost, conveyance, taxes, all materials, labour, T&P etc. required for the complete in all respect. Ground Floor |  | 67.99 | Kg. | 269.1 |  |  | Excess(+) | 1 | Full Conversion | INR | [40 empty] | #VALUE! | #VALUE! | #VALUE! | 1.29 | Supplying, fitting and fixing of Stainless steel of 304 grade in hand ralling using 50mm dia of 2mm thick circular pipe with Balustrade of size 32mm X 32mm X 2mm @ 0.90mtr. C/C and stainless square pipe bracing of size 32mm X 32mm X 2mm in 3 rows in stair case as per approved design and specification, buffing, polishing etc with cost, conveyance, taxes, all materials, labour, T&P etc. required for the complete in all respect. Ground Floor |  | 67.99 | Kg.
1.3 | Providing and laying grading conc. 25 mm (avg. thickness) cement concrete of required slope of mix 1:2:2 (1cement:2sand:2 graded stone aggregate of 10 mm nominal size) mixed with approved water proof compound as per manufacturer's specification on top of slab including cement slurry, all complete, including the cost of water proofing admixture, which should be approved by the Engineer-In-Charge prior to material procurement by the contractor. Ground Floor |  | 67.99 | Sqm | 318.7133 |  |  | Excess(+) | 1 | Full Conversion | INR | [40 empty] | #VALUE! | #VALUE! | #VALUE! | 1.3 | Providing and laying grading conc. 25 mm (avg. thickness) cement concrete of required slope of mix 1:2:2 (1cement:2sand:2 graded stone aggregate of 10 mm nominal size) mixed with approved water proof compound as per manufacturer's specification on top of slab including cement slurry, all complete, including the cost of water proofing admixture, which should be approved by the Engineer-In-Charge prior to material procurement by the contractor. Ground Floor |  | 67.99 | Sqm
1.31 | Providing and injecting chemical emulsion for PRE-CONSTRUCTIONAL anti-termite treatment and creating a chemical barrier under and alround the column pits, wall trenches, basement excavation, top surface of plinth filling, junction of wall and floor, along the external perimeter of building, expansion joints, surrounding of pipes and conduits etc. complete (plinth area of the building at ground floor only shall be measured ) complete as per drawing, design and direction of Architect/Engineer-in-charge. as per IS code - (as per I.S.- 6313 (part II) - 1981 |  | 80 | Sqm | 122.87 |  |  | Excess(+) | 1 | Full Conversion | INR | [40 empty] | #VALUE! | #VALUE! | #VALUE! | 1.31 | Providing and injecting chemical emulsion for PRE-CONSTRUCTIONAL anti-termite treatment and creating a chemical barrier under and alround the column pits, wall trenches, basement excavation, top surface of plinth filling, junction of wall and floor, along the external perimeter of building, expansion joints, surrounding of pipes and conduits etc. complete (plinth area of the building at ground floor only shall be measured ) complete as per drawing, design and direction of Architect/Engineer-in-charge. as per IS code - (as per I.S.- 6313 (part II) - 1981 |  | 80 | Sqm
1.32 | Providing and laying Matte Finish Vitrified floor tiles 600x600/450x450 mm (thickness to be specified by the manufacturer) 1st quality conforming to IS: 15622 of NITCO, SOMANY, ASIAN, KAJARIA or equivalent approved make, colours & shades, except white, ivory, grey, fume red brown, laid on 20 mm thick cement mortar 1:4 (1cement:4coarse sand) including pointing the joints with white cement and matching pigments, etc. complete as per direction of Engineer-In-Charge at all floors and all heights. (Basic Rate Tile-70/Sqft) Ground Floor |  | 41.97 | Sqm | 1197.0385 |  |  | Excess(+) | 1 | Full Conversion | INR | [40 empty] | #VALUE! | #VALUE! | #VALUE! | 1.32 | Providing and laying Matte Finish Vitrified floor tiles 600x600/450x450 mm (thickness to be specified by the manufacturer) 1st quality conforming to IS: 15622 of NITCO, SOMANY, ASIAN, KAJARIA or equivalent approved make, colours & shades, except white, ivory, grey, fume red brown, laid on 20 mm thick cement mortar 1:4 (1cement:4coarse sand) including pointing the joints with white cement and matching pigments, etc. complete as per direction of Engineer-In-Charge at all floors and all heights. (Basic Rate Tile-70/Sqft) Ground Floor |  | 41.97 | Sqm
1.33 | Providing and fixing 1st quality ceramic glazed wall tiles conforming to IS: 15622 (thickness to be specified by the manufacturer) minimum thickness 5mm of NITCO, SOMANY, ASIAN, KAJARIA or equivalent approved make in all colours, shades except burgundy, bottle green, black of size 300x450/300x200 mm in skirting and dados over 12 mm thick bed of cement mortar 1:3 (1 cement : 3 coarse sand) and jointing with grey cement slurry @ 3.3 kg per sqm including pointing in white cement mixed with pigment of matching shade complete as per direction of EIC. In all floors and all heights .(Basic Rate Tile-80/Sqft) Ground Floor |  | 99.24 | Sqm | 1410.7639 |  |  | Excess(+) | 1 | Full Conversion | INR | [40 empty] | #VALUE! | #VALUE! | #VALUE! | 1.33 | Providing and fixing 1st quality ceramic glazed wall tiles conforming to IS: 15622 (thickness to be specified by the manufacturer) minimum thickness 5mm of NITCO, SOMANY, ASIAN, KAJARIA or equivalent approved make in all colours, shades except burgundy, bottle green, black of size 300x450/300x200 mm in skirting and dados over 12 mm thick bed of cement mortar 1:3 (1 cement : 3 coarse sand) and jointing with grey cement slurry @ 3.3 kg per sqm including pointing in white cement mixed with pigment of matching shade complete as per direction of EIC. In all floors and all heights .(Basic Rate Tile-80/Sqft) Ground Floor |  | 99.24 | Sqm
1.34 | Providing & Fixing of WPC Door Frame size 5" x 2.5" having density 725kg/m3, make up of virgin polymer, wheat and rice husk fiber and Calcium silicate. 100% water proof, termite proof and fire retardant made of Alstone Chaukhat. The door will be provided with all necessary fitting & fixture of approved hardware and all materials complete as per direction of the Engineer-In-Chareg. Ground Floor |  | 45.45 | RM | 1007.3 |  |  | Excess(+) | 1 | Full Conversion | INR | [40 empty] | #VALUE! | #VALUE! | #VALUE! | 1.34 | Providing & Fixing of WPC Door Frame size 5" x 2.5" having density 725kg/m3, make up of virgin polymer, wheat and rice husk fiber and Calcium silicate. 100% water proof, termite proof and fire retardant made of Alstone Chaukhat. The door will be provided with all necessary fitting & fixture of approved hardware and all materials complete as per direction of the Engineer-In-Chareg. Ground Floor |  | 45.45 | RM
1.35 | Providing & fixing WPC Door Shutter of thick 30mm with two side 1mm thick laminate Shutter having density 660kg/m3 make up virgin polymer with wheat and rice husk fiber. 100% water proof, termite proof and fire retardant made of Alstone WPC Door. The door will be provided with all necessary fitting & fixture of approved hardware and all materials complete as per direction of the Engineer-In-Charge. Ground Floor |  | 16.065 | Sqm | 4500 |  |  | Excess(+) | 1 | Full Conversion | INR | [40 empty] | #VALUE! | #VALUE! | #VALUE! | 1.35 | Providing & fixing WPC Door Shutter of thick 30mm with two side 1mm thick laminate Shutter having density 660kg/m3 make up virgin polymer with wheat and rice husk fiber. 100% water proof, termite proof and fire retardant made of Alstone WPC Door. The door will be provided with all necessary fitting & fixture of approved hardware and all materials complete as per direction of the Engineer-In-Charge. Ground Floor |  | 16.065 | Sqm
1.36 | Providing and fixing of Un-plasticised Poly Vinyl Chloride(UPVC) (Fenesta/NCl/Veka Ltd) Three Track-Three Panel Sliding window -60- series duly manufactureed using upvc reinforced profiles of 108mm x 45mm x 2.5mm for outer frames and window sash of 39mm x 58mmx2.5mm capable of mounting single glazing system, structurally reinforced with hot dip galvanised up to 50 microns of minimum thickness of 1.5mm prefabricated & welded through fusion welding the window frame shall be fitted with 6 mm thick clear toughened glass of Saint-Gobain make duly fixed with EPDM weathering seal resistant and the System is to be installed using reinforcement large coupler at the site using anchor fasteners, silicon, rubber, sealant, easy glazing/Deglazing at site etc. including cost and conveyance of all materials accessories labour charges amterials and product conforming to ASTM D 638-14, EN-477-95 and other applicable codes and standards. Ground Floor |  | 5.805 | Sqm | 5984 |  |  | Excess(+) | 1 | Full Conversion | INR | [40 empty] | #VALUE! | #VALUE! | #VALUE! | 1.36 | Providing and fixing of Un-plasticised Poly Vinyl Chloride(UPVC) (Fenesta/NCl/Veka Ltd) Three Track-Three Panel Sliding window -60- series duly manufactureed using upvc reinforced profiles of 108mm x 45mm x 2.5mm for outer frames and window sash of 39mm x 58mmx2.5mm capable of mounting single glazing system, structurally reinforced with hot dip galvanised up to 50 microns of minimum thickness of 1.5mm prefabricated & welded through fusion welding the window frame shall be fitted with 6 mm thick clear toughened glass of Saint-Gobain make duly fixed with EPDM weathering seal resistant and the System is to be installed using reinforcement large coupler at the site using anchor fasteners, silicon, rubber, sealant, easy glazing/Deglazing at site etc. including cost and conveyance of all materials accessories labour charges amterials and product conforming to ASTM D 638-14, EN-477-95 and other applicable codes and standards. Ground Floor |  | 5.805 | Sqm
1.37 | Providing waterproofing for Toilet Floor & Wall :- Cleaning the inside surface & Application of two coats of sika Top seal 109 hi @ 2.2 Kg/Sqm.Over the bottom slab & side wall surface to protect against leakage & seepage finally covered with a cement mortar (1:4). make coving over floor to wall joints over a bond coat sika latex (1:4:6) & proper care should be taken to fill the pipe penetration points with sika Gard 694 fi (moisture resistance epoxy putty) complete as per manufacture specification and direction of Engineer-In-Charge.Note : All the waterproofing treatment shall be executed though a recognized water proofing agency approved by the engineer in charge . A written guarantee on non-judicial stamp paper shall be submitted by the contractor for a minimum period of 5(five) years from the certified date of completion for the satisfactory performance of the entire waterproofing treatment system. |  | 141.21 | Sqm | 750 |  |  | Excess(+) | 1 | Full Conversion | INR | [40 empty] | #VALUE! | #VALUE! | #VALUE! | 1.37 | Providing waterproofing for Toilet Floor & Wall :- Cleaning the inside surface & Application of two coats of sika Top seal 109 hi @ 2.2 Kg/Sqm.Over the bottom slab & side wall surface to protect against leakage & seepage finally covered with a cement mortar (1:4). make coving over floor to wall joints over a bond coat sika latex (1:4:6) & proper care should be taken to fill the pipe penetration points with sika Gard 694 fi (moisture resistance epoxy putty) complete as per manufacture specification and direction of Engineer-In-Charge.Note : All the waterproofing treatment shall be executed though a recognized water proofing agency approved by the engineer in charge . A written guarantee on non-judicial stamp paper shall be submitted by the contractor for a minimum period of 5(five) years from the certified date of completion for the satisfactory performance of the entire waterproofing treatment system. |  | 141.21 | Sqm
2 | PARKING & PAVING | [6 empty] | Excess(+) | 1 | Full Conversion | INR | [43 empty] | 2 | PARKING & PAVING
2.01 | Earthwork in excavation in all types of soil for site leveling, foundation, pits, trenches and other civil works upto and including 1.5metre lift and stacking the soil upto a lead of 100 metre and including dewatering, removing slush,shoring and strutting (as required), complete as per specification and as directed by the Engineer-In-Charge. All type of Soil |  | 1650 | Cum | 223.7 |  |  | Excess(+) | 1 | Full Conversion | INR | [40 empty] | #VALUE! | #VALUE! | #VALUE! | 2.01 | Earthwork in excavation in all types of soil for site leveling, foundation, pits, trenches and other civil works upto and including 1.5metre lift and stacking the soil upto a lead of 100 metre and including dewatering, removing slush,shoring and strutting (as required), complete as per specification and as directed by the Engineer-In-Charge. All type of Soil |  | 1650 | Cum
2.02 | Filling at all depth with available excavated earth (excluding rock) in trenches, plinth, sides of foundations etc. in layers not exceeding 15cm in depth: consolidating each deposited layer by ramming and watering complete (lead upto 100m) as directed by the Engineer-In-charge. |  | 1105.5 | Cum | 149.1333 |  |  | Excess(+) | 1 | Full Conversion | INR | [40 empty] | #VALUE! | #VALUE! | #VALUE! | 2.02 | Filling at all depth with available excavated earth (excluding rock) in trenches, plinth, sides of foundations etc. in layers not exceeding 15cm in depth: consolidating each deposited layer by ramming and watering complete (lead upto 100m) as directed by the Engineer-In-charge. |  | 1105.5 | Cum
2.03 | Supplying of filling sand in foundation and over areas including watering,ramming, consolidating and dressing, labours, tools, taxes etc., all complete as per the specification and direction of E.I.C. |  | 1375 | Cum | 555.0125 |  |  | Excess(+) | 1 | Full Conversion | INR | [40 empty] | #VALUE! | #VALUE! | #VALUE! | 2.03 | Supplying of filling sand in foundation and over areas including watering,ramming, consolidating and dressing, labours, tools, taxes etc., all complete as per the specification and direction of E.I.C. |  | 1375 | Cum
2.04 | Providing and laying plain cement concrete 1:3:6 (1 cement: 3 sand: 6 stone agregate 40mm nominal size) as levelling course in foundation and plinth etc. including tempering, curring ,shuttering etc.complete all depth and height. |  | 450 | Cum | 5099.51 |  |  | Excess(+) | 1 | Full Conversion | INR | [40 empty] | #VALUE! | #VALUE! | #VALUE! | 2.04 | Providing and laying plain cement concrete 1:3:6 (1 cement: 3 sand: 6 stone agregate 40mm nominal size) as levelling course in foundation and plinth etc. including tempering, curring ,shuttering etc.complete all depth and height. |  | 450 | Cum
2.05 | Providing, lifting, hoisting and laying cement concrete of M-25 grade as per approved designs and drawings having a minimum compressive strength (in work test) 25 Kg. / Square cm. in 15 cm. cubes at 28 days after mixing and test conducted in accordance with I.S. 516 using 12 mm. to 20 mm. size black hard crushed broken granite stone chips and screened and washed sharp sand for mortar of approved quality from approved quarry, washed and cleaned ( 20mm. size chips not to exceeds 25 % ) to be mixed in concrete mixture with Portland slag cement (PSC) including hoisting, lowering, laying and compaction concrete by using vibrators, watering and curing for 28 days, centering and shuttering then after dismantling and removing debris from the work site and finishing the exposed surface smooth providing grooves or beads wherever necessary including cost, conveyance, loading, unloading, royalties and taxes of all materials and cost of all labours, sundries, T & P required of the work etc. complete in all respect as directed by the Engineer-in-Charge. Kerb Stone |  | 27 | Cum | 6225.6361 |  |  | Excess(+) | 1 | Full Conversion | INR | [40 empty] | #VALUE! | #VALUE! | #VALUE! | 2.05 | Providing, lifting, hoisting and laying cement concrete of M-25 grade as per approved designs and drawings having a minimum compressive strength (in work test) 25 Kg. / Square cm. in 15 cm. cubes at 28 days after mixing and test conducted in accordance with I.S. 516 using 12 mm. to 20 mm. size black hard crushed broken granite stone chips and screened and washed sharp sand for mortar of approved quality from approved quarry, washed and cleaned ( 20mm. size chips not to exceeds 25 % ) to be mixed in concrete mixture with Portland slag cement (PSC) including hoisting, lowering, laying and compaction concrete by using vibrators, watering and curing for 28 days, centering and shuttering then after dismantling and removing debris from the work site and finishing the exposed surface smooth providing grooves or beads wherever necessary including cost, conveyance, loading, unloading, royalties and taxes of all materials and cost of all labours, sundries, T & P required of the work etc. complete in all respect as directed by the Engineer-in-Charge. Kerb Stone |  | 27 | Cum
2.06 | Providing & Painting with synthetic enamel paint of approved brand and manufacture to give an even shade as per the instruction of Engineer - In-Charge at all floors and all heights including all material & labour complete. |  | 298 | Sqm | 154.45 |  |  | Excess(+) | 1 | Full Conversion | INR | [40 empty] | #VALUE! | #VALUE! | #VALUE! | 2.06 | Providing & Painting with synthetic enamel paint of approved brand and manufacture to give an even shade as per the instruction of Engineer - In-Charge at all floors and all heights including all material & labour complete. |  | 298 | Sqm
2.07 | Providing and laying 80 mm thick factory made cement concrete interlocking paver block of M-40 grade made by block making machine with storng vibratory compaction of approved size, design & shape, laid in required colour and pattern over and including 75mm thick sand filling.as per drawing, specification and direction of Engineer-In-charge. Red,Yellow or approved colour. |  | 3500 | Sqm | 855.5 |  |  | Excess(+) | 1 | Full Conversion | INR | [40 empty] | #VALUE! | #VALUE! | #VALUE! | 2.07 | Providing and laying 80 mm thick factory made cement concrete interlocking paver block of M-40 grade made by block making machine with storng vibratory compaction of approved size, design & shape, laid in required colour and pattern over and including 75mm thick sand filling.as per drawing, specification and direction of Engineer-In-charge. Red,Yellow or approved colour. |  | 3500 | Sqm
3 | LANDSCAPING | [6 empty] | Excess(+) | 1 | Full Conversion | INR | [43 empty] | 3 | LANDSCAPING
3.01 | EXCAVATION OF PITS Earth work in Ordinary soil for small trees with initial lead and lift including rough dressing in layers not exceeding 0.3m in depth of size 0.2x0.2x0.2 m. @ 138.71/cum and the Earth transported by transport vehicles as directed by the Engineer-In-charge. |  | 1125 | Nos | 1.3 |  |  | Excess(+) | 1 | Full Conversion | INR | [40 empty] | #VALUE! | #VALUE! | #VALUE! | 3.01 | EXCAVATION OF PITS Earth work in Ordinary soil for small trees with initial lead and lift including rough dressing in layers not exceeding 0.3m in depth of size 0.2x0.2x0.2 m. @ 138.71/cum and the Earth transported by transport vehicles as directed by the Engineer-In-charge. |  | 1125 | Nos
3.02 | Earth work in Ordinary soil for big trees with initial lead and lift including rough dressing in layers not exceeding 1m in depth of size 0.60mx0.60mx0.75 m. @ 138.71/cum and the Earth transported by transport vehicles as directed by the Engineer-in-charge. |  | 360 | Nos | 43.1 |  |  | Excess(+) | 1 | Full Conversion | INR | [40 empty] | #VALUE! | #VALUE! | #VALUE! | 3.02 | Earth work in Ordinary soil for big trees with initial lead and lift including rough dressing in layers not exceeding 1m in depth of size 0.60mx0.60mx0.75 m. @ 138.71/cum and the Earth transported by transport vehicles as directed by the Engineer-in-charge. |  | 360 | Nos
3.03 | Filling pits with fertile soil/ silt including carriage up to each pit by tractor/ truck up to site and by head load up to pit. Pit size 0.2x0.2x0.2 m |  | 1125 | Nos | 4.2 |  |  | Excess(+) | 1 | Full Conversion | INR | [40 empty] | #VALUE! | #VALUE! | #VALUE! | 3.03 | Filling pits with fertile soil/ silt including carriage up to each pit by tractor/ truck up to site and by head load up to pit. Pit size 0.2x0.2x0.2 m |  | 1125 | Nos
3.04 | Pit size 0.60mx0.60mx0.75 m |  | 360 | Nos | 140 |  |  | Excess(+) | 1 | Full Conversion | INR | [40 empty] | #VALUE! | #VALUE! | #VALUE! | 3.04 | Pit size 0.60mx0.60mx0.75 m |  | 360 | Nos
3.05 | Application of organic manure (FYM/cimpost/sludge) Including carriage upto pit By tractor/truck upto site and by head lord upto pit Pit size 0.2x0.2x0.2 m |  | 1125 | Nos | 5.4 |  |  | Excess(+) | 1 | Full Conversion | INR | [40 empty] | #VALUE! | #VALUE! | #VALUE! | 3.05 | Application of organic manure (FYM/cimpost/sludge) Including carriage upto pit By tractor/truck upto site and by head lord upto pit Pit size 0.2x0.2x0.2 m |  | 1125 | Nos
3.06 | Pit size 0.60mx0.60mx0.75 m |  | 360 | Nos | 23.7 |  |  | Excess(+) | 1 | Full Conversion | INR | [40 empty] | #VALUE! | #VALUE! | #VALUE! | 3.06 | Pit size 0.60mx0.60mx0.75 m |  | 360 | Nos
3.07 | Application of chemical fertilisers npk and insecticited/termicide including cost of materials/carriage and cost of application. Pit size 0.20mtx 0.20mtx0.20mt @ 50gm of NPK and 10gm of termicides. |  | 1125 | Nos | 1.6 |  |  | Excess(+) | 1 | Full Conversion | INR | [40 empty] | #VALUE! | #VALUE! | #VALUE! | 3.07 | Application of chemical fertilisers npk and insecticited/termicide including cost of materials/carriage and cost of application. Pit size 0.20mtx 0.20mtx0.20mt @ 50gm of NPK and 10gm of termicides. |  | 1125 | Nos
3.08 | Pit size 1.00mtx 0.60X0.60X0.75 cum @ 50gm of NPK and 10gm of termicides. |  | 360 | Nos | 5.4 |  |  | Excess(+) | 1 | Full Conversion | INR | [40 empty] | #VALUE! | #VALUE! | #VALUE! | 3.08 | Pit size 1.00mtx 0.60X0.60X0.75 cum @ 50gm of NPK and 10gm of termicides. |  | 360 | Nos
3.09 | Cost of planting including mixing of manure, fertilizer, pesticides and initial watering. For shrub category |  | 1125 | Nos | 2.2 |  |  | Excess(+) | 1 | Full Conversion | INR | [40 empty] | #VALUE! | #VALUE! | #VALUE! | 3.09 | Cost of planting including mixing of manure, fertilizer, pesticides and initial watering. For shrub category |  | 1125 | Nos
3.1 | For tree category |  | 360 | Nos | 8.6 |  |  | Excess(+) | 1 | Full Conversion | INR | [40 empty] | #VALUE! | #VALUE! | #VALUE! | 3.1 | For tree category |  | 360 | Nos
3.11 | Supporting plants with stakes including cost of stakes. For shrub category |  | 1125 | Nos | 3.2 |  |  | Excess(+) | 1 | Full Conversion | INR | [40 empty] | #VALUE! | #VALUE! | #VALUE! | 3.11 | Supporting plants with stakes including cost of stakes. For shrub category |  | 1125 | Nos
3.12 | For tree category |  | 360 | Nos | 21.5 |  |  | Excess(+) | 1 | Full Conversion | INR | [40 empty] | #VALUE! | #VALUE! | #VALUE! | 3.12 | For tree category |  | 360 | Nos
3.13 | Supply, Filling, Spreading of Good earth, Garden Soil including cost of material, carriage, labour and cost of application. Lawn area |  | 930.6 | Cum | 518.8 |  |  | Excess(+) | 1 | Full Conversion | INR | [40 empty] | #VALUE! | #VALUE! | #VALUE! | 3.13 | Supply, Filling, Spreading of Good earth, Garden Soil including cost of material, carriage, labour and cost of application. Lawn area |  | 930.6 | Cum
3.14 | Contingent expenditure including cost of ropes, implement,baskets, drums etc. |  | 1485 | Nos | 2.2 |  |  | Excess(+) | 1 | Full Conversion | INR | [40 empty] | #VALUE! | #VALUE! | #VALUE! | 3.14 | Contingent expenditure including cost of ropes, implement,baskets, drums etc. |  | 1485 | Nos
3.15 | Cost of planting trees & palm including transportation upto site ( including Providing, Laying,loading, unloading, transportation, royalties, cost of all materials, labour, sundries, T&P, scaffolding, watering and curing etc. complete in all respect as per specification and direction of Engineer-in-charge.) Trees Hibiscus tiliaceus variegated 8-10' |  | 20 | Nos | 753.4 |  |  | Excess(+) | 1 | Full Conversion | INR | [40 empty] | #VALUE! | #VALUE! | #VALUE! | 3.15 | Cost of planting trees & palm including transportation upto site ( including Providing, Laying,loading, unloading, transportation, royalties, cost of all materials, labour, sundries, T&P, scaffolding, watering and curing etc. complete in all respect as per specification and direction of Engineer-in-charge.) Trees Hibiscus tiliaceus variegated 8-10' |  | 20 | Nos
3.16 | Cordia sebestena 8-10' |  | 20 | Nos | 753.4 |  |  | Excess(+) | 1 | Full Conversion | INR | [40 empty] | #VALUE! | #VALUE! | #VALUE! | 3.16 | Cordia sebestena 8-10' |  | 20 | Nos
3.17 | Tabebuia chrysantha 8-10' |  | 20 | Nos | 753.4 |  |  | Excess(+) | 1 | Full Conversion | INR | [40 empty] | #VALUE! | #VALUE! | #VALUE! | 3.17 | Tabebuia chrysantha 8-10' |  | 20 | Nos
3.18 | Alstonia scholaris 8-10' |  | 20 | Nos | 155 |  |  | Excess(+) | 1 | Full Conversion | INR | [40 empty] | #VALUE! | #VALUE! | #VALUE! | 3.18 | Alstonia scholaris 8-10' |  | 20 | Nos
3.19 | Millingtonia hortensis 8-10' |  | 20 | Nos | 753.4 |  |  | Excess(+) | 1 | Full Conversion | INR | [40 empty] | #VALUE! | #VALUE! | #VALUE! | 3.19 | Millingtonia hortensis 8-10' |  | 20 | Nos
3.2 | Cassia nodosa 8-10' |  | 20 | Nos | 193.7 |  |  | Excess(+) | 1 | Full Conversion | INR | [40 empty] | #VALUE! | #VALUE! | #VALUE! | 3.2 | Cassia nodosa 8-10' |  | 20 | Nos
3.21 | Bombax ceiba 8-10' |  | 20 | Nos | 452.1 |  |  | Excess(+) | 1 | Full Conversion | INR | [40 empty] | #VALUE! | #VALUE! | #VALUE! | 3.21 | Bombax ceiba 8-10' |  | 20 | Nos
3.22 | Spathodea campanulata 8-10' |  | 20 | Nos | 753.4 |  |  | Excess(+) | 1 | Full Conversion | INR | [40 empty] | #VALUE! | #VALUE! | #VALUE! | 3.22 | Spathodea campanulata 8-10' |  | 20 | Nos
3.23 | Melia azardirach 8-10' |  | 20 | Nos | 527.4 |  |  | Excess(+) | 1 | Full Conversion | INR | [40 empty] | #VALUE! | #VALUE! | #VALUE! | 3.23 | Melia azardirach 8-10' |  | 20 | Nos
3.24 | Podocarpus macrophyllus 8-10' |  | 20 | Nos | 753.4 |  |  | Excess(+) | 1 | Full Conversion | INR | [40 empty] | #VALUE! | #VALUE! | #VALUE! | 3.24 | Podocarpus macrophyllus 8-10' |  | 20 | Nos
3.25 | Plumeria alba 8-10' |  | 20 | Nos | 339.1 |  |  | Excess(+) | 1 | Full Conversion | INR | [40 empty] | #VALUE! | #VALUE! | #VALUE! | 3.25 | Plumeria alba 8-10' |  | 20 | Nos
3.26 | Michelia champaca 8-10' |  | 20 | Nos | 753.4 |  |  | Excess(+) | 1 | Full Conversion | INR | [40 empty] | #VALUE! | #VALUE! | #VALUE! | 3.26 | Michelia champaca 8-10' |  | 20 | Nos
3.27 | Albizia lebbeck 8-10' |  | 20 | Nos | 97.9 |  |  | Excess(+) | 1 | Full Conversion | INR | [40 empty] | #VALUE! | #VALUE! | #VALUE! | 3.27 | Albizia lebbeck 8-10' |  | 20 | Nos
3.28 | Arecanut palm 5-6' |  | 20 | Nos | 753.4 |  |  | Excess(+) | 1 | Full Conversion | INR | [40 empty] | #VALUE! | #VALUE! | #VALUE! | 3.28 | Arecanut palm 5-6' |  | 20 | Nos
3.29 | Foxtail Palm 8-10' |  | 20 | Nos | 753.4 |  |  | Excess(+) | 1 | Full Conversion | INR | [40 empty] | #VALUE! | #VALUE! | #VALUE! | 3.29 | Foxtail Palm 8-10' |  | 20 | Nos
3.3 | Arenga palm 8-10' |  | 20 | Nos | 565.1 |  |  | Excess(+) | 1 | Full Conversion | INR | [40 empty] | #VALUE! | #VALUE! | #VALUE! | 3.3 | Arenga palm 8-10' |  | 20 | Nos
3.31 | Bottle palm 8-10' |  | 20 | Nos | 97.9 |  |  | Excess(+) | 1 | Full Conversion | INR | [40 empty] | #VALUE! | #VALUE! | #VALUE! | 3.31 | Bottle palm 8-10' |  | 20 | Nos
3.32 | Veitchia golden 5-6' |  | 20 | Nos | 602.8 |  |  | Excess(+) | 1 | Full Conversion | INR | [40 empty] | #VALUE! | #VALUE! | #VALUE! | 3.32 | Veitchia golden 5-6' |  | 20 | Nos
3.33 | Cost of planting shrubs including transportation upto site ( including Providing, Laying,loading, unloading, transportation, royalties, cost of all materials, labour, sundries, T&P, scaffolding, watering and curing etc. complete in all respect as per specification and direction of Engineer-in-charge) Small Palms Bauhinia tomentosa 3-4' |  | 25 | Nos | 150.7 |  |  | Excess(+) | 1 | Full Conversion | INR | [40 empty] | #VALUE! | #VALUE! | #VALUE! | 3.33 | Cost of planting shrubs including transportation upto site ( including Providing, Laying,loading, unloading, transportation, royalties, cost of all materials, labour, sundries, T&P, scaffolding, watering and curing etc. complete in all respect as per specification and direction of Engineer-in-charge) Small Palms Bauhinia tomentosa 3-4' |  | 25 | Nos
3.34 | Tecoma gaudichaudi 3-4' |  | 25 | Nos | 75.3 |  |  | Excess(+) | 1 | Full Conversion | INR | [40 empty] | #VALUE! | #VALUE! | #VALUE! | 3.34 | Tecoma gaudichaudi 3-4' |  | 25 | Nos
3.35 | Calliandra haematocephala rubra 3-4' |  | 25 | Nos | 75.3 |  |  | Excess(+) | 1 | Full Conversion | INR | [40 empty] | #VALUE! | #VALUE! | #VALUE! | 3.35 | Calliandra haematocephala rubra 3-4' |  | 25 | Nos
3.36 | Calliandra brevipes 3-4' |  | 25 | Nos | 75.3 |  |  | Excess(+) | 1 | Full Conversion | INR | [40 empty] | #VALUE! | #VALUE! | #VALUE! | 3.36 | Calliandra brevipes 3-4' |  | 25 | Nos
3.37 | Limonia spectabilis 3-4' |  | 25 | Nos | 75.3 |  |  | Excess(+) | 1 | Full Conversion | INR | [40 empty] | #VALUE! | #VALUE! | #VALUE! | 3.37 | Limonia spectabilis 3-4' |  | 25 | Nos
3.38 | Murraya exotica 3-4' |  | 25 | Nos | 37.7 |  |  | Excess(+) | 1 | Full Conversion | INR | [40 empty] | #VALUE! | #VALUE! | #VALUE! | 3.38 | Murraya exotica 3-4' |  | 25 | Nos
3.39 | Sanchezia nobilis 3-4' |  | 25 | Nos | 75.3 |  |  | Excess(+) | 1 | Full Conversion | INR | [40 empty] | #VALUE! | #VALUE! | #VALUE! | 3.39 | Sanchezia nobilis 3-4' |  | 25 | Nos
3.4 | Eugenia myrtifolia 3-4' |  | 25 | Nos | 37.7 |  |  | Excess(+) | 1 | Full Conversion | INR | [40 empty] | #VALUE! | #VALUE! | #VALUE! | 3.4 | Eugenia myrtifolia 3-4' |  | 25 | Nos
3.41 | Nicodivia spp 3-4' |  | 25 | Nos | 75.3 |  |  | Excess(+) | 1 | Full Conversion | INR | [40 empty] | #VALUE! | #VALUE! | #VALUE! | 3.41 | Nicodivia spp 3-4' |  | 25 | Nos
3.42 | Jatropha panduraefolia green 3-4' |  | 25 | Nos | 75.3 |  |  | Excess(+) | 1 | Full Conversion | INR | [40 empty] | #VALUE! | #VALUE! | #VALUE! | 3.42 | Jatropha panduraefolia green 3-4' |  | 25 | Nos
3.43 | Cerbera odollam 3-4' |  | 25 | Nos | 150.7 |  |  | Excess(+) | 1 | Full Conversion | INR | [40 empty] | #VALUE! | #VALUE! | #VALUE! | 3.43 | Cerbera odollam 3-4' |  | 25 | Nos
3.44 | Ficus reginald |  | 25 | Nos | 150.7 |  |  | Excess(+) | 1 | Full Conversion | INR | [40 empty] | #VALUE! | #VALUE! | #VALUE! | 3.44 | Ficus reginald |  | 25 | Nos
3.45 | Loropetalum chinensis 3-4' |  | 25 | Nos | 150.7 |  |  | Excess(+) | 1 | Full Conversion | INR | [40 empty] | #VALUE! | #VALUE! | #VALUE! | 3.45 | Loropetalum chinensis 3-4' |  | 25 | Nos
3.46 | Juniperus golden 3-4' |  | 25 | Nos | 150.7 |  |  | Excess(+) | 1 | Full Conversion | INR | [40 empty] | #VALUE! | #VALUE! | #VALUE! | 3.46 | Juniperus golden 3-4' |  | 25 | Nos
3.47 | Thuja compacta 3-4' |  | 25 | Nos | 150.7 |  |  | Excess(+) | 1 | Full Conversion | INR | [40 empty] | #VALUE! | #VALUE! | #VALUE! | 3.47 | Thuja compacta 3-4' |  | 25 | Nos
3.48 | Canna dwarf 1-2' |  | 25 | Nos | 150.7 |  |  | Excess(+) | 1 | Full Conversion | INR | [40 empty] | #VALUE! | #VALUE! | #VALUE! | 3.48 | Canna dwarf 1-2' |  | 25 | Nos
3.49 | Heliconia psittacorum 1-2' |  | 25 | Nos | 165.7 |  |  | Excess(+) | 1 | Full Conversion | INR | [40 empty] | #VALUE! | #VALUE! | #VALUE! | 3.49 | Heliconia psittacorum 1-2' |  | 25 | Nos
3.5 | Dianella spp 1-2' |  | 25 | Nos | 150.7 |  |  | Excess(+) | 1 | Full Conversion | INR | [40 empty] | #VALUE! | #VALUE! | #VALUE! | 3.5 | Dianella spp 1-2' |  | 25 | Nos
3.51 | Hymenocallis lily 1-2' |  | 25 | Nos | 18.8 |  |  | Excess(+) | 1 | Full Conversion | INR | [40 empty] | #VALUE! | #VALUE! | #VALUE! | 3.51 | Hymenocallis lily 1-2' |  | 25 | Nos
3.52 | Crinum red lily 1-2' |  | 25 | Nos | 37.7 |  |  | Excess(+) | 1 | Full Conversion | INR | [40 empty] | #VALUE! | #VALUE! | #VALUE! | 3.52 | Crinum red lily 1-2' |  | 25 | Nos
3.53 | Pandanus yellow 1-2' |  | 25 | Nos | 18.8 |  |  | Excess(+) | 1 | Full Conversion | INR | [40 empty] | #VALUE! | #VALUE! | #VALUE! | 3.53 | Pandanus yellow 1-2' |  | 25 | Nos
3.54 | Zephyranthes lily 1-2' |  | 25 | Nos | 37.7 |  |  | Excess(+) | 1 | Full Conversion | INR | [40 empty] | #VALUE! | #VALUE! | #VALUE! | 3.54 | Zephyranthes lily 1-2' |  | 25 | Nos
3.55 | Russelia juncea yellow 1-2' |  | 25 | Nos | 37.7 |  |  | Excess(+) | 1 | Full Conversion | INR | [40 empty] | #VALUE! | #VALUE! | #VALUE! | 3.55 | Russelia juncea yellow 1-2' |  | 25 | Nos
3.56 | Alpinia zerumbet 1-2' |  | 25 | Nos | 37.7 |  |  | Excess(+) | 1 | Full Conversion | INR | [40 empty] | #VALUE! | #VALUE! | #VALUE! | 3.56 | Alpinia zerumbet 1-2' |  | 25 | Nos
3.57 | Malphigia variegated 1-2' |  | 25 | Nos | 150.7 |  |  | Excess(+) | 1 | Full Conversion | INR | [40 empty] | #VALUE! | #VALUE! | #VALUE! | 3.57 | Malphigia variegated 1-2' |  | 25 | Nos
3.58 | Dracaeana Mahatma red 1-2' |  | 25 | Nos | 150.7 |  |  | Excess(+) | 1 | Full Conversion | INR | [40 empty] | #VALUE! | #VALUE! | #VALUE! | 3.58 | Dracaeana Mahatma red 1-2' |  | 25 | Nos
3.59 | Ixora Thai White 1-2' |  | 25 | Nos | 75.3 |  |  | Excess(+) | 1 | Full Conversion | INR | [40 empty] | #VALUE! | #VALUE! | #VALUE! | 3.59 | Ixora Thai White 1-2' |  | 25 | Nos
3.6 | Plumbago capensis 1-2' |  | 25 | Nos | 30.1 |  |  | Excess(+) | 1 | Full Conversion | INR | [40 empty] | #VALUE! | #VALUE! | #VALUE! | 3.6 | Plumbago capensis 1-2' |  | 25 | Nos
3.61 | Acalypha rosea 1-2' |  | 25 | Nos | 30.1 |  |  | Excess(+) | 1 | Full Conversion | INR | [40 empty] | #VALUE! | #VALUE! | #VALUE! | 3.61 | Acalypha rosea 1-2' |  | 25 | Nos
3.62 | Alternathera spp red/yellow 1-2' |  | 25 | Nos | 30.1 |  |  | Excess(+) | 1 | Full Conversion | INR | [40 empty] | #VALUE! | #VALUE! | #VALUE! | 3.62 | Alternathera spp red/yellow 1-2' |  | 25 | Nos
3.63 | Iresine herbestii 1-2' |  | 25 | Nos | 22.6 |  |  | Excess(+) | 1 | Full Conversion | INR | [40 empty] | #VALUE! | #VALUE! | #VALUE! | 3.63 | Iresine herbestii 1-2' |  | 25 | Nos
3.64 | Cuphea hyssopifolia 1-2' |  | 25 | Nos | 60.3 |  |  | Excess(+) | 1 | Full Conversion | INR | [40 empty] | #VALUE! | #VALUE! | #VALUE! | 3.64 | Cuphea hyssopifolia 1-2' |  | 25 | Nos
3.65 | Lantana sellowiana 1-2' |  | 25 | Nos | 45.2 |  |  | Excess(+) | 1 | Full Conversion | INR | [40 empty] | #VALUE! | #VALUE! | #VALUE! | 3.65 | Lantana sellowiana 1-2' |  | 25 | Nos
3.66 | Lantana depressa red/yellow 1-2' |  | 25 | Nos | 60.3 |  |  | Excess(+) | 1 | Full Conversion | INR | [40 empty] | #VALUE! | #VALUE! | #VALUE! | 3.66 | Lantana depressa red/yellow 1-2' |  | 25 | Nos
3.67 | Ipomoea Purple 1-2' |  | 25 | Nos | 60.3 |  |  | Excess(+) | 1 | Full Conversion | INR | [40 empty] | #VALUE! | #VALUE! | #VALUE! | 3.67 | Ipomoea Purple 1-2' |  | 25 | Nos
3.68 | Monstera spp 1-2' |  | 25 | Nos | 30.1 |  |  | Excess(+) | 1 | Full Conversion | INR | [40 empty] | #VALUE! | #VALUE! | #VALUE! | 3.68 | Monstera spp 1-2' |  | 25 | Nos
3.69 | Money plant large leaved 1-2' |  | 25 | Nos | 75.3 |  |  | Excess(+) | 1 | Full Conversion | INR | [40 empty] | #VALUE! | #VALUE! | #VALUE! | 3.69 | Money plant large leaved 1-2' |  | 25 | Nos
3.7 | Mini tagar variegated 1-2' |  | 25 | Nos | 75.3 |  |  | Excess(+) | 1 | Full Conversion | INR | [40 empty] | #VALUE! | #VALUE! | #VALUE! | 3.7 | Mini tagar variegated 1-2' |  | 25 | Nos
3.71 | Areca Palm 1-2' |  | 25 | Nos | 49.4 |  |  | Excess(+) | 1 | Full Conversion | INR | [40 empty] | #VALUE! | #VALUE! | #VALUE! | 3.71 | Areca Palm 1-2' |  | 25 | Nos
3.72 | Allamanda dwarf 1-2' |  | 25 | Nos | 60.3 |  |  | Excess(+) | 1 | Full Conversion | INR | [40 empty] | #VALUE! | #VALUE! | #VALUE! | 3.72 | Allamanda dwarf 1-2' |  | 25 | Nos
3.73 | Graptophyllum spp 1-2' |  | 25 | Nos | 30.1 |  |  | Excess(+) | 1 | Full Conversion | INR | [40 empty] | #VALUE! | #VALUE! | #VALUE! | 3.73 | Graptophyllum spp 1-2' |  | 25 | Nos
3.74 | Eranthemum tricolor 1-2' |  | 25 | Nos | 30.1 |  |  | Excess(+) | 1 | Full Conversion | INR | [40 empty] | #VALUE! | #VALUE! | #VALUE! | 3.74 | Eranthemum tricolor 1-2' |  | 25 | Nos
3.75 | Justicia variegated 1-2' |  | 25 | Nos | 30.1 |  |  | Excess(+) | 1 | Full Conversion | INR | [40 empty] | #VALUE! | #VALUE! | #VALUE! | 3.75 | Justicia variegated 1-2' |  | 25 | Nos
3.76 | Barleria cristata 1-2' |  | 25 | Nos | 60.3 |  |  | Excess(+) | 1 | Full Conversion | INR | [40 empty] | #VALUE! | #VALUE! | #VALUE! | 3.76 | Barleria cristata 1-2' |  | 25 | Nos
3.77 | Verbena perennial 1-2' |  | 25 | Nos | 60.3 |  |  | Excess(+) | 1 | Full Conversion | INR | [40 empty] | #VALUE! | #VALUE! | #VALUE! | 3.77 | Verbena perennial 1-2' |  | 25 | Nos
3.78 | Development of lawn Clearance of site, excavation of around upto a depth of 30cm, removal of excavated materials to outside for dumping at suitable places. |  | 1800 | Sqm | 21.5 |  |  | Excess(+) | 1 | Full Conversion | INR | [40 empty] | #VALUE! | #VALUE! | #VALUE! | 3.78 | Development of lawn Clearance of site, excavation of around upto a depth of 30cm, removal of excavated materials to outside for dumping at suitable places. |  | 1800 | Sqm
3.79 | Providing and laying Neelgiri /Mexican grass turf with earth 50mm to 60mm thickness of existing ground prepared with proper level and ramming with tools wooden (Dhurmos) and than rolling the surface with light roller make the surface smoothen and light waterning with sprinkler and maintenance for 30 days or more till the grass establish properly, as per direction of Engineer-In-charge. Mexican grass |  | 150 | Sqm | 230.7 |  |  | Excess(+) | 1 | Full Conversion | INR | [40 empty] | #VALUE! | #VALUE! | #VALUE! | 3.79 | Providing and laying Neelgiri /Mexican grass turf with earth 50mm to 60mm thickness of existing ground prepared with proper level and ramming with tools wooden (Dhurmos) and than rolling the surface with light roller make the surface smoothen and light waterning with sprinkler and maintenance for 30 days or more till the grass establish properly, as per direction of Engineer-In-charge. Mexican grass |  | 150 | Sqm
3.8 | Providing and laying Neelgiri /Mexican grass turf with earth 50mm to 60mm thickness of existing ground prepared with proper level and ramming with tools wooden (Dhurmos) and than rolling the surface with light roller make the surface smoothen and light waterning with sprinkler and maintenance for 30 days or more till the grass establish properly, as per direction of officer-in-charge. Broad leaf grass |  | 1650 | Sqm | 94.2 |  |  | Excess(+) | 1 | Full Conversion | INR | [40 empty] | #VALUE! | #VALUE! | #VALUE! | 3.8 | Providing and laying Neelgiri /Mexican grass turf with earth 50mm to 60mm thickness of existing ground prepared with proper level and ramming with tools wooden (Dhurmos) and than rolling the surface with light roller make the surface smoothen and light waterning with sprinkler and maintenance for 30 days or more till the grass establish properly, as per direction of officer-in-charge. Broad leaf grass |  | 1650 | Sqm
4 | SEATING BENCHES & DUSTBIN | [6 empty] | Excess(+) | 1 | Full Conversion | INR | [43 empty] | 4 | SEATING BENCHES & DUSTBIN
4.01 | VIP WAITING/GARDEN CHAIR :- Size-4' Length, Seating Height- 18'', Total Height-36'', Seat- FRP Strip, Handle Frame- Cast iron. Model No- FGU-10 |  | 15 | Nos | 12500 |  |  | Excess(+) | 1 | Full Conversion | INR | [40 empty] | #VALUE! | #VALUE! | #VALUE! | 4.01 | VIP WAITING/GARDEN CHAIR :- Size-4' Length, Seating Height- 18'', Total Height-36'', Seat- FRP Strip, Handle Frame- Cast iron. Model No- FGU-10 |  | 15 | Nos
4.02 | FRP DUSTBIN (PENGUINE):- Capacity 100 Ltr, Size-4' Height & 65" Dia, Material- FRP. Model No- FGU-13 |  | 10 | Nos | 5800 |  |  | Excess(+) | 1 | Full Conversion | INR | [40 empty] | #VALUE! | #VALUE! | #VALUE! | 4.02 | FRP DUSTBIN (PENGUINE):- Capacity 100 Ltr, Size-4' Height & 65" Dia, Material- FRP. Model No- FGU-13 |  | 10 | Nos
4.03 | FRP DUSTBIN (RABBIT):- Capacity 80 Ltr, Size-4' Height & 65" Dia, Material- FRP. Model No- FGU-14 |  | 10 | Nos | 5800 |  |  | Excess(+) | 1 | Full Conversion | INR | [40 empty] | #VALUE! | #VALUE! | #VALUE! | 4.03 | FRP DUSTBIN (RABBIT):- Capacity 80 Ltr, Size-4' Height & 65" Dia, Material- FRP. Model No- FGU-14 |  | 10 | Nos
4.04 | FRP DUSTBIN (FROG):- Capacity 120 Ltr, Size-4' Height & 75mm Dia, Material- FRP. Model No- FGU-15 |  | 5 | Nos | 5800 |  |  | Excess(+) | 1 | Full Conversion | INR | [40 empty] | #VALUE! | #VALUE! | #VALUE! | 4.04 | FRP DUSTBIN (FROG):- Capacity 120 Ltr, Size-4' Height & 75mm Dia, Material- FRP. Model No- FGU-15 |  | 5 | Nos
4.05 | FRP DUSTBIN (POOH BEAR):- Capacity 120 Ltr, Size-4' Height & 100mm Dia, Material- FRP. Model No- FGU-15 |  | 5 | Nos | 6900 |  |  | Excess(+) | 1 | Full Conversion | INR | [40 empty] | #VALUE! | #VALUE! | #VALUE! | 4.05 | FRP DUSTBIN (POOH BEAR):- Capacity 120 Ltr, Size-4' Height & 100mm Dia, Material- FRP. Model No- FGU-15 |  | 5 | Nos
5 | SIGNAGES | [6 empty] | Excess(+) | 1 | Full Conversion | INR | [43 empty] | 5 | SIGNAGES
5.01 | STAINLESS Steel 3D LETTERS : Design, Composition, Supply & Installation of "NAME PLATE" for building facade, signage letters of Stainless Steel 304 graded 18swg laser sheet cut fabricated letters for text: as per requirement & design, with 25mm lipping in 22swg Stainless steel sheet 304, Polyurethane Coating (PU Coated) in color specified, with concealed lighting behind the letters in White LED Modules of Samsung / Philips make in 0.72 watts, with requisite Power supply of Meanwel branded with 2 years warranty, along with Breaker and Legrand / L&T timer, to be mounted on Syntax junction box to be fixed near sign location; Power should be provided near sign locations; all wiring has to be concealed and should not be visible, all fixtures should be in Stainless Steel / aluminium, concealed behind the letters. |  | 500 | Per Letter Per Sq. Inches | 100 |  |  | Excess(+) | 1 | Full Conversion | INR | [40 empty] | #VALUE! | #VALUE! | #VALUE! | 5.01 | STAINLESS Steel 3D LETTERS : Design, Composition, Supply & Installation of "NAME PLATE" for building facade, signage letters of Stainless Steel 304 graded 18swg laser sheet cut fabricated letters for text: as per requirement & design, with 25mm lipping in 22swg Stainless steel sheet 304, Polyurethane Coating (PU Coated) in color specified, with concealed lighting behind the letters in White LED Modules of Samsung / Philips make in 0.72 watts, with requisite Power supply of Meanwel branded with 2 years warranty, along with Breaker and Legrand / L&T timer, to be mounted on Syntax junction box to be fixed near sign location; Power should be provided near sign locations; all wiring has to be concealed and should not be visible, all fixtures should be in Stainless Steel / aluminium, concealed behind the letters. |  | 500 | Per Letter Per Sq. Inches
5.02 | External Direction Signage: Design, Composition, Supply & Installation of single sided non-lit External Multi Directional Signage structural steel frame made out of medium duty 50mm square pipe section, gusset plate 6mm thick and two base plates of size 400X400X10mm, red oxide primer with two coat of synthetic enamel painting, fixing of base plate to foundation through anchor bolt , providing & fixing ACP Sheet 3mm in cladding, 3M (3630/3650 series) Vinyl of background with High Intensity Prismatic (HIP) reflective sheet, selfadhesive graphics with 3M Scotchcal and mounting with 3M approved tensioning system etc. complete as per drawing and specification. |  | 5.5 | Sqm | 13988 |  |  | Excess(+) | 1 | Full Conversion | INR | [40 empty] | #VALUE! | #VALUE! | #VALUE! | 5.02 | External Direction Signage: Design, Composition, Supply & Installation of single sided non-lit External Multi Directional Signage structural steel frame made out of medium duty 50mm square pipe section, gusset plate 6mm thick and two base plates of size 400X400X10mm, red oxide primer with two coat of synthetic enamel painting, fixing of base plate to foundation through anchor bolt , providing & fixing ACP Sheet 3mm in cladding, 3M (3630/3650 series) Vinyl of background with High Intensity Prismatic (HIP) reflective sheet, selfadhesive graphics with 3M Scotchcal and mounting with 3M approved tensioning system etc. complete as per drawing and specification. |  | 5.5 | Sqm
5.03 | Design, Composition, Supply & Installation of double sided non-lit External Multi Directional Signage with pole of 72x72x2.5mm, structural steel frame made out of medium duty, 50mm & 25mm square pipe section and base plate 300X300X10mm, red oxide primer with two coat of smoke grey shade epoxy painting, fixing of base plate to foundation through anchor bolt, providing & fixing ACP Sheet 3mm in cladding, 3M Vinyl of background with High Intensity Prismatic (HIP) reflective sheet, self-adhesive graphics with 3M Scotchcal and mounting with 3M double sided VHB Tape etc. complete as per drawing and specification. |  | 5.5 | Sqm | 15602 |  |  | Excess(+) | 1 | Full Conversion | INR | [40 empty] | #VALUE! | #VALUE! | #VALUE! | 5.03 | Design, Composition, Supply & Installation of double sided non-lit External Multi Directional Signage with pole of 72x72x2.5mm, structural steel frame made out of medium duty, 50mm & 25mm square pipe section and base plate 300X300X10mm, red oxide primer with two coat of smoke grey shade epoxy painting, fixing of base plate to foundation through anchor bolt, providing & fixing ACP Sheet 3mm in cladding, 3M Vinyl of background with High Intensity Prismatic (HIP) reflective sheet, self-adhesive graphics with 3M Scotchcal and mounting with 3M double sided VHB Tape etc. complete as per drawing and specification. |  | 5.5 | Sqm
5.04 | FRP Signages Designing, Composition, Supply, Casting, Transporting and Installation of FRP Signages of Minimum thickness 2mm with approved texture, colour, shape and size etc. with required Hardware fittings/SS Chain as and where required including placing in suitable position etc. complete as per directions of Engineer-in-charge or as directed by Project Architect. |  | 4.5 | Sqm | 10760 |  |  | Excess(+) | 1 | Full Conversion | INR | [40 empty] | #VALUE! | #VALUE! | #VALUE! | 5.04 | FRP Signages Designing, Composition, Supply, Casting, Transporting and Installation of FRP Signages of Minimum thickness 2mm with approved texture, colour, shape and size etc. with required Hardware fittings/SS Chain as and where required including placing in suitable position etc. complete as per directions of Engineer-in-charge or as directed by Project Architect. |  | 4.5 | Sqm
6 | RENOVATION OF TOILET BLOCK | [6 empty] | Excess(+) | 1 | Full Conversion | INR | [43 empty] | 6 | RENOVATION OF TOILET BLOCK
6.01 | Making plinth protection 50mm thick of cement concrete 1:3:6 (1 cement : 3 sand : 6 graded stone aggregate 20mm nominal size) over 75mm bed of dry brick ballast 40mm nominal size well ramed, consolidated and grouted with fine sand and finishing the top smooth including shuttering at the edges, excavation and disposing of surplus earth with a lead of 100m. |  | 18 | Sqm | 576.541 |  |  | Excess(+) | 1 | Full Conversion | INR | [40 empty] | #VALUE! | #VALUE! | #VALUE! | 6.01 | Making plinth protection 50mm thick of cement concrete 1:3:6 (1 cement : 3 sand : 6 graded stone aggregate 20mm nominal size) over 75mm bed of dry brick ballast 40mm nominal size well ramed, consolidated and grouted with fine sand and finishing the top smooth including shuttering at the edges, excavation and disposing of surplus earth with a lead of 100m. |  | 18 | Sqm
6.02 | Providing and laying plain cement concrete 1:3:6 (1 cement : 3 sand : 6 stone agregate 40mm nominal size) as levelling course in foundation and plinth etc. including tempering, curring, shuttering etc. complete all depth and height. |  | 5.4 | Cum | 5099.51 |  |  | Excess(+) | 1 | Full Conversion | INR | [40 empty] | #VALUE! | #VALUE! | #VALUE! | 6.02 | Providing and laying plain cement concrete 1:3:6 (1 cement : 3 sand : 6 stone agregate 40mm nominal size) as levelling course in foundation and plinth etc. including tempering, curring, shuttering etc. complete all depth and height. |  | 5.4 | Cum
6.03 | First class Fly ash Brick masonry using bricks of size 23cm. x 11 cm. x 8 cm. having crushing strength not less than 75 kg. Per. Sqr. Cm. in cement mortar of mix( 1:6) with ordinary Portland slag cement(PSC) and screened & washed sand for mortar after immersing the bricks for 6 (Six) hours in water before use in Super stracture including splays cutting, circular moulding, corbelling, chamfering and similar such type of works, watering and curing etc. including cost, conveyance, loading, unloading, royalties and taxes of all materials, cost of all labour, scaffolding, sundries, T&P required for the works etc. complete in all respect as directed by the Engineer-In-Charge. |  | 4.14 | Cum | 4913.44 |  |  | Excess(+) | 1 | Full Conversion | INR | [40 empty] | #VALUE! | #VALUE! | #VALUE! | 6.03 | First class Fly ash Brick masonry using bricks of size 23cm. x 11 cm. x 8 cm. having crushing strength not less than 75 kg. Per. Sqr. Cm. in cement mortar of mix( 1:6) with ordinary Portland slag cement(PSC) and screened & washed sand for mortar after immersing the bricks for 6 (Six) hours in water before use in Super stracture including splays cutting, circular moulding, corbelling, chamfering and similar such type of works, watering and curing etc. including cost, conveyance, loading, unloading, royalties and taxes of all materials, cost of all labour, scaffolding, sundries, T&P required for the works etc. complete in all respect as directed by the Engineer-In-Charge. |  | 4.14 | Cum
6.04 | 12mm cement plaster on external RCC/brick surfaces in cement plaster 1:6 (1 cement : 6 coarse sand) including necessary scaffolding, curing etc. all complete at all floors and all heights. |  | 90 | Sqm | 149.06 |  |  | Excess(+) | 1 | Full Conversion | INR | [40 empty] | #VALUE! | #VALUE! | #VALUE! | 6.04 | 12mm cement plaster on external RCC/brick surfaces in cement plaster 1:6 (1 cement : 6 coarse sand) including necessary scaffolding, curing etc. all complete at all floors and all heights. |  | 90 | Sqm
6.05 | 16mm cement plaster on internal smooth side of RCC/brick surfaces with cement mortar of mix 1:6 (1 cement : 6 fine sand) including necessary scaffolding, curing etc. all complete at all floors and all heights. |  | 84 | Sqm | 213.3217 |  |  | Excess(+) | 1 | Full Conversion | INR | [40 empty] | #VALUE! | #VALUE! | #VALUE! | 6.05 | 16mm cement plaster on internal smooth side of RCC/brick surfaces with cement mortar of mix 1:6 (1 cement : 6 fine sand) including necessary scaffolding, curing etc. all complete at all floors and all heights. |  | 84 | Sqm
6.06 | 6 mm cement plaster on RCC surfaces at ceiling/slab soffit and other locations with cement mortar of mix 1:4 (1 cement : 4 fine sand) including necessary scaffolding, curing etc. all complete at all floors and all heights. Ground Floor |  | 50 | Sqm | 166.157 |  |  | Excess(+) | 1 | Full Conversion | INR | [40 empty] | #VALUE! | #VALUE! | #VALUE! | 6.06 | 6 mm cement plaster on RCC surfaces at ceiling/slab soffit and other locations with cement mortar of mix 1:4 (1 cement : 4 fine sand) including necessary scaffolding, curing etc. all complete at all floors and all heights. Ground Floor |  | 50 | Sqm
6.07 | Providing and fixing 20mm thick Granite stone flooring (sample of Granite stone should be approved by Engineer-In-Charge) for stair case trade, riser and similar locations where ever required in horizontal/vertical surfaces of required size of approved shade, colour and texture, with moulding edge etc. laid over 20mm thick bed of cement mortar 1:4 (1 cement: 4 coarse sand) with joints treated with white cement mixed with matching pigment, epoxy touch ups including rubbing, curing, moulding and polishing to give high gloss finish etc. complete as per direction of Engineer-in-charge. In all floors and all heights. |  | 15 | Sqm | 2702.4 |  |  | Excess(+) | 1 | Full Conversion | INR | [40 empty] | #VALUE! | #VALUE! | #VALUE! | 6.07 | Providing and fixing 20mm thick Granite stone flooring (sample of Granite stone should be approved by Engineer-In-Charge) for stair case trade, riser and similar locations where ever required in horizontal/vertical surfaces of required size of approved shade, colour and texture, with moulding edge etc. laid over 20mm thick bed of cement mortar 1:4 (1 cement: 4 coarse sand) with joints treated with white cement mixed with matching pigment, epoxy touch ups including rubbing, curing, moulding and polishing to give high gloss finish etc. complete as per direction of Engineer-in-charge. In all floors and all heights. |  | 15 | Sqm
6.08 | Providing & Painting with synthetic enamel paint of approved brand and manufacture to give an even shade as per the instruction of Engineer - In- Charge at all floors and all heights including all material & labour complete. |  | 1.64 | Sqm | 154.45 |  |  | Excess(+) | 1 | Full Conversion | INR | [40 empty] | #VALUE! | #VALUE! | #VALUE! | 6.08 | Providing & Painting with synthetic enamel paint of approved brand and manufacture to give an even shade as per the instruction of Engineer - In- Charge at all floors and all heights including all material & labour complete. |  | 1.64 | Sqm
6.09 | Providing & Applying priming one coat with Cement primer of approved brand and manufacture on plaster surface as per the instruction of Engineer-In-Charge at all elevations including all material & labour complete. |  | 224 | Sqm | 67.94 |  |  | Excess(+) | 1 | Full Conversion | INR | [40 empty] | #VALUE! | #VALUE! | #VALUE! | 6.09 | Providing & Applying priming one coat with Cement primer of approved brand and manufacture on plaster surface as per the instruction of Engineer-In-Charge at all elevations including all material & labour complete. |  | 224 | Sqm
6.1 | Providing and applying to outside walls with two or more coats of Anti-Fungal Weather coat water proofing paint including scaffolding and cleaning the surface before application of approved colour and manufacture as per specification, instruction of Engineer-In-charge at all elevations including all material labour complete. |  | 90 | Sqm | 85.9797 |  |  | Excess(+) | 1 | Full Conversion | INR | [40 empty] | #VALUE! | #VALUE! | #VALUE! | 6.1 | Providing and applying to outside walls with two or more coats of Anti-Fungal Weather coat water proofing paint including scaffolding and cleaning the surface before application of approved colour and manufacture as per specification, instruction of Engineer-In-charge at all elevations including all material labour complete. |  | 90 | Sqm
6.11 | Providing and applying white cement based putty of average thickness 1 mm of approved brand and manufacturer, over the plastered wall surfaces to prepare the surface even and smooth as per the instruction of Engineer-In-Charge at all elevations including all material & labour complete. |  | 224 | Sqm | 70.05 |  |  | Excess(+) | 1 | Full Conversion | INR | [40 empty] | #VALUE! | #VALUE! | #VALUE! | 6.11 | Providing and applying white cement based putty of average thickness 1 mm of approved brand and manufacturer, over the plastered wall surfaces to prepare the surface even and smooth as per the instruction of Engineer-In-Charge at all elevations including all material & labour complete. |  | 224 | Sqm
6.12 | Preparing surface and painting at all height with two or more coats of interior Plastic Emulsion "Royale Shyne" of Asian Paints or equivalent of approved shade as per the instructions of the manufacturers; giving uniform shade etc in all heights of walls etc. including interior wall primer & providing scaffolding, cleaning, curing and supply of all materials and labour complete as per drawing, design and direction of Architect/Engineer-In-Charge. |  | 87 | Sqm | 92.85 |  |  | Excess(+) | 1 | Full Conversion | INR | [40 empty] | #VALUE! | #VALUE! | #VALUE! | 6.12 | Preparing surface and painting at all height with two or more coats of interior Plastic Emulsion "Royale Shyne" of Asian Paints or equivalent of approved shade as per the instructions of the manufacturers; giving uniform shade etc in all heights of walls etc. including interior wall primer & providing scaffolding, cleaning, curing and supply of all materials and labour complete as per drawing, design and direction of Architect/Engineer-In-Charge. |  | 87 | Sqm
6.13 | Providing and laying grading conc. 25 mm (avg. thickness) cement concrete of required slope of mix 1:2:2 (1cement:2sand:2 graded stone aggregate of 10 mm nominal size) mixed with approved water proof compound as per manufacturer's specification on top of slab including cement slurry, all complete, including the cost of water proofing admixture, which should be approved by the Engineer-In-Charge prior to material procurement by the contractor. |  | 50 | Sqm | 318.7133 |  |  | Excess(+) | 1 | Full Conversion | INR | [40 empty] | #VALUE! | #VALUE! | #VALUE! | 6.13 | Providing and laying grading conc. 25 mm (avg. thickness) cement concrete of required slope of mix 1:2:2 (1cement:2sand:2 graded stone aggregate of 10 mm nominal size) mixed with approved water proof compound as per manufacturer's specification on top of slab including cement slurry, all complete, including the cost of water proofing admixture, which should be approved by the Engineer-In-Charge prior to material procurement by the contractor. |  | 50 | Sqm
6.14 | Providing and laying Matte Finish Vitrified floor tiles 600x600/450x450 mm (thickness to be specified by the manufacturer) 1st quality conforming to IS: 15622 of NITCO, SOMANY, ASIAN, KAJARIA or equivalent approved make, colours & shades, except white, ivory, grey, fume red brown, laid on 20 mm thick cement mortar 1:4 (1cement:4coarse sand) including pointing the joints with white cement and matching pigments, etc. complete as per direction of Engineer-In-Charge at all floors and all heights. (Basic Rate Tile-70/Sqft) |  | 12 | Sqm | 1197.0385 |  |  | Excess(+) | 1 | Full Conversion | INR | [40 empty] | #VALUE! | #VALUE! | #VALUE! | 6.14 | Providing and laying Matte Finish Vitrified floor tiles 600x600/450x450 mm (thickness to be specified by the manufacturer) 1st quality conforming to IS: 15622 of NITCO, SOMANY, ASIAN, KAJARIA or equivalent approved make, colours & shades, except white, ivory, grey, fume red brown, laid on 20 mm thick cement mortar 1:4 (1cement:4coarse sand) including pointing the joints with white cement and matching pigments, etc. complete as per direction of Engineer-In-Charge at all floors and all heights. (Basic Rate Tile-70/Sqft) |  | 12 | Sqm
6.15 | Providing and fixing 1st quality ceramic glazed wall tiles conforming to IS: 15622 (thickness to be specified by the manufacturer) minimum thickness 5mm of NITCO, SOMANY, ASIAN, KAJARIA or equivalent approved make in all colours, shades except burgundy, bottle green, black of size 300x450/300x200 mm in skirting and dados over 12 mm thick bed of cement mortar 1:3 (1 cement : 3 coarse sand) and jointing with grey cement slurry @ 3.3 kg per sqm including pointing in white cement mixed with pigment of matching shade complete as per direction of EIC. In all floors and all heights .(Basic Rate Tile-80/Sqft) |  | 52.14 | Sqm | 1410.7639 |  |  | Excess(+) | 1 | Full Conversion | INR | [40 empty] | #VALUE! | #VALUE! | #VALUE! | 6.15 | Providing and fixing 1st quality ceramic glazed wall tiles conforming to IS: 15622 (thickness to be specified by the manufacturer) minimum thickness 5mm of NITCO, SOMANY, ASIAN, KAJARIA or equivalent approved make in all colours, shades except burgundy, bottle green, black of size 300x450/300x200 mm in skirting and dados over 12 mm thick bed of cement mortar 1:3 (1 cement : 3 coarse sand) and jointing with grey cement slurry @ 3.3 kg per sqm including pointing in white cement mixed with pigment of matching shade complete as per direction of EIC. In all floors and all heights .(Basic Rate Tile-80/Sqft) |  | 52.14 | Sqm
6.16 | Providing & Fixing of WPC Door Frame size 5" x 2.5" having density 725kg/m3, make up of virgin polymer, wheat and rice husk fiber and Calcium silicate. 100% water proof, termite proof and fire retardant made of Alstone Chaukhat. The door will be provided with all necessary fitting & fixture of approved hardware and all materials complete as per direction of the Engineer-In-Chareg. |  | 19.8 | RM | 1007.3 |  |  | Excess(+) | 1 | Full Conversion | INR | [40 empty] | #VALUE! | #VALUE! | #VALUE! | 6.16 | Providing & Fixing of WPC Door Frame size 5" x 2.5" having density 725kg/m3, make up of virgin polymer, wheat and rice husk fiber and Calcium silicate. 100% water proof, termite proof and fire retardant made of Alstone Chaukhat. The door will be provided with all necessary fitting & fixture of approved hardware and all materials complete as per direction of the Engineer-In-Chareg. |  | 19.8 | RM
6.17 | Providing & fixing WPC Door Shutter of thick 30mm with two side 1mm thick laminate Shutter having density 660kg/m3 make up virgin polymer with wheat and rice husk fiber. 100% water proof, termite proof and fire retardant made of Alstone WPC Door. The door will be provided with all necessary fitting & fixture of approved hardware and all materials complete as per direction of the Engineer-In-Chareg. |  | 6.3 | Sqm | 4500 |  |  | Excess(+) | 1 | Full Conversion | INR | [40 empty] | #VALUE! | #VALUE! | #VALUE! | 6.17 | Providing & fixing WPC Door Shutter of thick 30mm with two side 1mm thick laminate Shutter having density 660kg/m3 make up virgin polymer with wheat and rice husk fiber. 100% water proof, termite proof and fire retardant made of Alstone WPC Door. The door will be provided with all necessary fitting & fixture of approved hardware and all materials complete as per direction of the Engineer-In-Chareg. |  | 6.3 | Sqm
6.18 | Providing and fixing of factory made approved brand UPVC sliding window (white colour or approved) complete with U value=1.9-1.3 W/m 2k, flame resistance, Mosquto Jalli , self extinguishing, lead free comprising UPVC multi chambered frame having in built UPVC roller track on top and UPVC sash with wall thickness of 2.3mm duly reinforced with G.I section 2.6 mm where ever required. All corners of frame and sash will be fusion welded. After placing12.5mm laminate glass (6mm clear toughtened +1.5 pvg laminate+5mm clear glass) Annealed glass in the sash, with suppord of hurricane bar for high wind support. uPVC glazing bead, interlock, EPDM gasket brush shall be providede including multi lock and rollers & proper drainage system shall be provided. window frame will be fixed to the wall with 100mm long and 8mm dia.Fasteners and after fixing the gap between frame and adjucent finished wall shall be filled with weather proof silicon sealant over backer rod of required size, of approved quality complete in all respect as per approved drawing & direction of the Engineer -In-Charge. |  | 1.44 | Sqm | 5984 |  |  | Excess(+) | 1 | Full Conversion | INR | [40 empty] | #VALUE! | #VALUE! | #VALUE! | 6.18 | Providing and fixing of factory made approved brand UPVC sliding window (white colour or approved) complete with U value=1.9-1.3 W/m 2k, flame resistance, Mosquto Jalli , self extinguishing, lead free comprising UPVC multi chambered frame having in built UPVC roller track on top and UPVC sash with wall thickness of 2.3mm duly reinforced with G.I section 2.6 mm where ever required. All corners of frame and sash will be fusion welded. After placing12.5mm laminate glass (6mm clear toughtened +1.5 pvg laminate+5mm clear glass) Annealed glass in the sash, with suppord of hurricane bar for high wind support. uPVC glazing bead, interlock, EPDM gasket brush shall be providede including multi lock and rollers & proper drainage system shall be provided. window frame will be fixed to the wall with 100mm long and 8mm dia.Fasteners and after fixing the gap between frame and adjucent finished wall shall be filled with weather proof silicon sealant over backer rod of required size, of approved quality complete in all respect as per approved drawing & direction of the Engineer -In-Charge. |  | 1.44 | Sqm
6.19 | Providing waterproofing for Toilet/SukenSlab:- Cleaning the inside surface & Application of two coats of sika Top seal 109 hi @ 2.2 Kg/Sqm.Over the bottom slab & side wall surface to protect against leakage & seepage finally covered with a cement mortar (1:4). make coving over floor to wall joints over a bond coat sika latex (1:4:6) & proper care should be taken to fill the pipe penetration points with sika Gard 694 fi (moisture resistance epoxy putty) complete as per manufacture specification and direction of Engineer-In-Charge.Note : All the waterproofing treatment shall be executed though a recognized water proofing agency approved by the engineer in charge . A written guarantee on non-judicial stamp paper shall be submitted by the contractor for a minimum period of 5(five) years from the certified date of completion for the satisfactory performance of the entire waterproofing treatment system. |  | 64.14 | Sqm | 750 |  |  | Excess(+) | 1 | Full Conversion | INR | [40 empty] | #VALUE! | #VALUE! | #VALUE! | 6.19 | Providing waterproofing for Toilet/SukenSlab:- Cleaning the inside surface & Application of two coats of sika Top seal 109 hi @ 2.2 Kg/Sqm.Over the bottom slab & side wall surface to protect against leakage & seepage finally covered with a cement mortar (1:4). make coving over floor to wall joints over a bond coat sika latex (1:4:6) & proper care should be taken to fill the pipe penetration points with sika Gard 694 fi (moisture resistance epoxy putty) complete as per manufacture specification and direction of Engineer-In-Charge.Note : All the waterproofing treatment shall be executed though a recognized water proofing agency approved by the engineer in charge . A written guarantee on non-judicial stamp paper shall be submitted by the contractor for a minimum period of 5(five) years from the certified date of completion for the satisfactory performance of the entire waterproofing treatment system. |  | 64.14 | Sqm
7 | TREE BASE | [6 empty] | Excess(+) | 1 | Full Conversion | INR | [43 empty] | 7 | TREE BASE
7.01 | Earthwork in excavation in all types of soil for site leveling, foundation, pits, trenches and other civil works upto and including 2.4metre depth and stacking the soil upto a lead of 100 metre and including dewatering, removing slush, shoring and strutting (as required), complete as per specification and as directed by the Engineer-In-Charge. All kind of soils. |  | 29.07 | Cum | 223.7 |  |  | Excess(+) | 1 | Full Conversion | INR | [40 empty] | #VALUE! | #VALUE! | #VALUE! | 7.01 | Earthwork in excavation in all types of soil for site leveling, foundation, pits, trenches and other civil works upto and including 2.4metre depth and stacking the soil upto a lead of 100 metre and including dewatering, removing slush, shoring and strutting (as required), complete as per specification and as directed by the Engineer-In-Charge. All kind of soils. |  | 29.07 | Cum
7.02 | Filling in foundation trenches and plinth, with excavated earth including laying the earth in layers not exceeding 23.5 cm thick ramming & watering with all leads & lifts including cost of all labour,T&P completed as directed by the Engineer-In-charge. |  | 22.914 | Cum | 149.1333 |  |  | Excess(+) | 1 | Full Conversion | INR | [40 empty] | #VALUE! | #VALUE! | #VALUE! | 7.02 | Filling in foundation trenches and plinth, with excavated earth including laying the earth in layers not exceeding 23.5 cm thick ramming & watering with all leads & lifts including cost of all labour,T&P completed as directed by the Engineer-In-charge. |  | 22.914 | Cum
7.03 | Supplying and filling sand in foundation and over areas including watering, ramming, consolidating and dressing, labours, tools, taxes etc. all complete as per the specification and direction of Engineer-In-charge. |  | 8.55 | Cum | 555.0125 |  |  | Excess(+) | 1 | Full Conversion | INR | [40 empty] | #VALUE! | #VALUE! | #VALUE! | 7.03 | Supplying and filling sand in foundation and over areas including watering, ramming, consolidating and dressing, labours, tools, taxes etc. all complete as per the specification and direction of Engineer-In-charge. |  | 8.55 | Cum
7.04 | Providing and laying plain cement concrete 1:3:6 (1 cement : 3 sand : 6 stone agregate 40mm nominal size) as levelling course in foundation and plinth etc. including tempering, curring, shuttering etc. complete all depth and height. |  | 19.2375 | Cum | 5099.51 |  |  | Excess(+) | 1 | Full Conversion | INR | [40 empty] | #VALUE! | #VALUE! | #VALUE! | 7.04 | Providing and laying plain cement concrete 1:3:6 (1 cement : 3 sand : 6 stone agregate 40mm nominal size) as levelling course in foundation and plinth etc. including tempering, curring, shuttering etc. complete all depth and height. |  | 19.2375 | Cum
7.05 | First class Fly ash Brick masonry using bricks of size 23cm. x 11 cm. x 8 cm. having crushing strength not less than 75 kg. Per. Sqr. Cm. in cement mortar of mix( 1:6) with ordinary Portland slag cement(PSC) and screened & washed sand for mortar after immersing the bricks for 6 (Six) hours in water before use in Foundation & Plinth including splays cutting, circular moulding, corbelling, chamfering and similar such type of works, watering and curing etc. including cost, conveyance, loading, unloading, royalties and taxes of all materials, cost of all labour, scaffolding, sundries, T&P required for the works etc. complete in all respect as directed by the Engineer-In-Charge. |  | 33.3212 | Cum | 4880.1146 |  |  | Excess(+) | 1 | Full Conversion | INR | [40 empty] | #VALUE! | #VALUE! | #VALUE! | 7.05 | First class Fly ash Brick masonry using bricks of size 23cm. x 11 cm. x 8 cm. having crushing strength not less than 75 kg. Per. Sqr. Cm. in cement mortar of mix( 1:6) with ordinary Portland slag cement(PSC) and screened & washed sand for mortar after immersing the bricks for 6 (Six) hours in water before use in Foundation & Plinth including splays cutting, circular moulding, corbelling, chamfering and similar such type of works, watering and curing etc. including cost, conveyance, loading, unloading, royalties and taxes of all materials, cost of all labour, scaffolding, sundries, T&P required for the works etc. complete in all respect as directed by the Engineer-In-Charge. |  | 33.3212 | Cum
7.06 | 12mm cement plaster on external RCC/brick surfaces in cement plaster 1:6 (1 cement : 6 coarse sand) including necessary scaffolding, curing etc. all complete at all floors and all heights. Ground Floor |  | 123.5 | Sqm | 149.06 |  |  | Excess(+) | 1 | Full Conversion | INR | [40 empty] | #VALUE! | #VALUE! | #VALUE! | 7.06 | 12mm cement plaster on external RCC/brick surfaces in cement plaster 1:6 (1 cement : 6 coarse sand) including necessary scaffolding, curing etc. all complete at all floors and all heights. Ground Floor |  | 123.5 | Sqm
7.07 | Providing and fixing 20mm thick Granite stone flooring (sample of Granite stone should be approved by Engineer-In-Charge) for stair case trade, riser and similar locations where ever required in horizontal/vertical surfaces of required size of approved shade, colour and texture, with moulding edge etc. laid over 20mm thick bed of cement mortar 1:4 (1 cement: 4 coarse sand) with joints treated with white cement mixed with matching pigment, epoxy touch ups including rubbing, curing, moulding and polishing to give high gloss finish etc. complete as per direction of Engineer-in-charge. In all floors and all heights. Ground Floor |  | 57 | Sqm | 2702.4 |  |  | Excess(+) | 1 | Full Conversion | INR | [40 empty] | #VALUE! | #VALUE! | #VALUE! | 7.07 | Providing and fixing 20mm thick Granite stone flooring (sample of Granite stone should be approved by Engineer-In-Charge) for stair case trade, riser and similar locations where ever required in horizontal/vertical surfaces of required size of approved shade, colour and texture, with moulding edge etc. laid over 20mm thick bed of cement mortar 1:4 (1 cement: 4 coarse sand) with joints treated with white cement mixed with matching pigment, epoxy touch ups including rubbing, curing, moulding and polishing to give high gloss finish etc. complete as per direction of Engineer-in-charge. In all floors and all heights. Ground Floor |  | 57 | Sqm
7.08 | Providing & Applying priming one coat with Cement primer of approved brand and manufacture on plaster surface as per the instruction of Engineer-In-Charge at all elevations including all material & labour complete. Ground Floor |  | 123.5 | Sqm | 67.94 |  |  | Excess(+) | 1 | Full Conversion | INR | [40 empty] | #VALUE! | #VALUE! | #VALUE! | 7.08 | Providing & Applying priming one coat with Cement primer of approved brand and manufacture on plaster surface as per the instruction of Engineer-In-Charge at all elevations including all material & labour complete. Ground Floor |  | 123.5 | Sqm
7.09 | Providing and applying to outside walls with two or more coats of Anti-Fungal Weather coat water proofing paint including scaffolding and cleaning the surface before application of approved colour and manufacture as per specification, instruction of Engineer-In-charge at all elevations including all material labour complete. Ground Floor |  | 123.5 | Sqm | 85.9797 |  |  | Excess(+) | 1 | Full Conversion | INR | [40 empty] | #VALUE! | #VALUE! | #VALUE! | 7.09 | Providing and applying to outside walls with two or more coats of Anti-Fungal Weather coat water proofing paint including scaffolding and cleaning the surface before application of approved colour and manufacture as per specification, instruction of Engineer-In-charge at all elevations including all material labour complete. Ground Floor |  | 123.5 | Sqm
8 | BOUNDARY WALL & SECONDARY GATE | [6 empty] | Excess(+) | 1 | Full Conversion | INR | [43 empty] | 8 | BOUNDARY WALL & SECONDARY GATE
8.01 | Earthwork in excavation in all types of soil for site leveling, foundation, pits, trenches and other civil works up to and including 1.5 metre lift and stacking the soil upto a lead of 100 metre and including dewatering, removing slush,shoring and strutting (as required), complete as per specification and as directed by the Engineer-In-Charge. All type of Soil |  | 147.312 | Cum | 223.7 |  |  | Excess(+) | 1 | Full Conversion | INR | [40 empty] | #VALUE! | #VALUE! | #VALUE! | 8.01 | Earthwork in excavation in all types of soil for site leveling, foundation, pits, trenches and other civil works up to and including 1.5 metre lift and stacking the soil upto a lead of 100 metre and including dewatering, removing slush,shoring and strutting (as required), complete as per specification and as directed by the Engineer-In-Charge. All type of Soil |  | 147.312 | Cum
8.02 | Filling at all depth with available excavated earth (excluding rock) in trenches, plinth, sides of foundations etc. in layers not exceeding 15cm in depth: consolidating each deposited layer by ramming and watering complete (lead upto 100m) as directed by the Engineer-In-charge. |  | 98.699 | Cum | 149.1333 |  |  | Excess(+) | 1 | Full Conversion | INR | [40 empty] | #VALUE! | #VALUE! | #VALUE! | 8.02 | Filling at all depth with available excavated earth (excluding rock) in trenches, plinth, sides of foundations etc. in layers not exceeding 15cm in depth: consolidating each deposited layer by ramming and watering complete (lead upto 100m) as directed by the Engineer-In-charge. |  | 98.699 | Cum
8.03 | Supplying of filling sand in foundation and over areas including watering,ramming, consolidating and dressing, labours, tools, taxes etc. all complete as per the specification and direction of E.I.C. |  | 88.641 | Cum | 555.0125 |  |  | Excess(+) | 1 | Full Conversion | INR | [40 empty] | #VALUE! | #VALUE! | #VALUE! | 8.03 | Supplying of filling sand in foundation and over areas including watering,ramming, consolidating and dressing, labours, tools, taxes etc. all complete as per the specification and direction of E.I.C. |  | 88.641 | Cum
8.04 | Providing and laying plain cement concrete 1:3:6 (1 cement: 3 sand: 6 stone aggregate 40mm nominal size) as levelling course in foundation and plinth etc. including tempering, curring, shuttering etc. complete all depth and height. |  | 9.801 | Cum | 5099.51 |  |  | Excess(+) | 1 | Full Conversion | INR | [40 empty] | #VALUE! | #VALUE! | #VALUE! | 8.04 | Providing and laying plain cement concrete 1:3:6 (1 cement: 3 sand: 6 stone aggregate 40mm nominal size) as levelling course in foundation and plinth etc. including tempering, curring, shuttering etc. complete all depth and height. |  | 9.801 | Cum
8.05 | Brick work with Fly ash Bricks in cement mortar (1:6) in Foundation & Plinth having crushing strength not less than 75.00 kg/cm2 immerging the bricks in water not less than six hours before use in masonary. |  | 38.8125 | Cum | 4880.1146 |  |  | Excess(+) | 1 | Full Conversion | INR | [40 empty] | #VALUE! | #VALUE! | #VALUE! | 8.05 | Brick work with Fly ash Bricks in cement mortar (1:6) in Foundation & Plinth having crushing strength not less than 75.00 kg/cm2 immerging the bricks in water not less than six hours before use in masonary. |  | 38.8125 | Cum
8.06 | Brick work with Fly Ash bricks in cement mortar (1:6) in superstructure having crushing strength not less than 75.00 kg/cm2 immerging the bricks in water not less than six hours before use in masonary . |  | 147.936 | Cum | 4913.44 |  |  | Excess(+) | 1 | Full Conversion | INR | [40 empty] | #VALUE! | #VALUE! | #VALUE! | 8.06 | Brick work with Fly Ash bricks in cement mortar (1:6) in superstructure having crushing strength not less than 75.00 kg/cm2 immerging the bricks in water not less than six hours before use in masonary . |  | 147.936 | Cum
8.07 | Providing, lifting, hoisting and laying Reinforced cement concrete of M-25 grade as per approved designs and drawings having a minimum compressive strength (in work test) 25 Kg. / Square cm. in 15 cm. cubes at 28 days after mixing and test conducted in accordance with I.S. 516 using 12 mm. to 20 mm. size black hard crushed broken granite stone chips and screened and washed sharp sand for mortar of approved quality from approved quarry, washed and cleaned ( 20mm. size chips not to exceeds 25 % ) to be mixed in concrete mixture with Portland slag cement (PSC) including hoisting, lowering, laying and compaction concrete by using vibrators, watering and curing for 28 days, centering and shuttering then after dismantling and removing debris from the work site and finishing the exposed surface smooth providing grooves or beads wherever necessary including cost, conveyance, loading, unloading, royalties and taxes of all materials and cost of all labours, sundries, T & P required of the work etc. complete in all respect as directed by the Engineer-in-Charge. But excluding cost and conveyance of M.S. rods or Tor steel and binding wires and labour charges for straightening, cutting, bending etc. of M.S. rods or tor steel tying the grills and placing in proper position. a) Footings :- |  | 17.496 | Cum | 6225.6361 |  |  | Excess(+) | 1 | Full Conversion | INR | [40 empty] | #VALUE! | #VALUE! | #VALUE! | 8.07 | Providing, lifting, hoisting and laying Reinforced cement concrete of M-25 grade as per approved designs and drawings having a minimum compressive strength (in work test) 25 Kg. / Square cm. in 15 cm. cubes at 28 days after mixing and test conducted in accordance with I.S. 516 using 12 mm. to 20 mm. size black hard crushed broken granite stone chips and screened and washed sharp sand for mortar of approved quality from approved quarry, washed and cleaned ( 20mm. size chips not to exceeds 25 % ) to be mixed in concrete mixture with Portland slag cement (PSC) including hoisting, lowering, laying and compaction concrete by using vibrators, watering and curing for 28 days, centering and shuttering then after dismantling and removing debris from the work site and finishing the exposed surface smooth providing grooves or beads wherever necessary including cost, conveyance, loading, unloading, royalties and taxes of all materials and cost of all labours, sundries, T & P required of the work etc. complete in all respect as directed by the Engineer-in-Charge. But excluding cost and conveyance of M.S. rods or Tor steel and binding wires and labour charges for straightening, cutting, bending etc. of M.S. rods or tor steel tying the grills and placing in proper position. a) Footings :- |  | 17.496 | Cum
8.08 | b) Column up to plinth- |  | 5.832 | Cum | 13983.5904 |  |  | Excess(+) | 1 | Full Conversion | INR | [40 empty] | #VALUE! | #VALUE! | #VALUE! | 8.08 | b) Column up to plinth- |  | 5.832 | Cum
8.09 | c) Plinth beam :- |  | 11.25 | Cum | 7050.9469 |  |  | Excess(+) | 1 | Full Conversion | INR | [40 empty] | #VALUE! | #VALUE! | #VALUE! | 8.09 | c) Plinth beam :- |  | 11.25 | Cum
8.1 | d) Column up to Top |  | 21.87 | Cum | 13983.5904 |  |  | Excess(+) | 1 | Full Conversion | INR | [40 empty] | #VALUE! | #VALUE! | #VALUE! | 8.1 | d) Column up to Top |  | 21.87 | Cum
8.11 | e) Top Beam |  | 32.655 | Cum | 13983.5904 |  |  | Excess(+) | 1 | Full Conversion | INR | [40 empty] | #VALUE! | #VALUE! | #VALUE! | 8.11 | e) Top Beam |  | 32.655 | Cum
8.12 | Supplying, straightening, cutting, bending, placing in position and binding reinforcement steel work in RCC/reinforced brick works as per drawing and specification including preparation of respective bar bending schedule and binding ( Binding wire to be used as per the IS code) etc. all complete as per direction of Engineer-In-Charge Cold Twisted bars, Thermo-Mechanically-treated bars. |  | 141.6491 | Qntl | 8905.2902 |  |  | Excess(+) | 1 | Full Conversion | INR | [40 empty] | #VALUE! | #VALUE! | #VALUE! | 8.12 | Supplying, straightening, cutting, bending, placing in position and binding reinforcement steel work in RCC/reinforced brick works as per drawing and specification including preparation of respective bar bending schedule and binding ( Binding wire to be used as per the IS code) etc. all complete as per direction of Engineer-In-Charge Cold Twisted bars, Thermo-Mechanically-treated bars. |  | 141.6491 | Qntl
8.13 | 16mm cement plaster on external RCC/brick surfaces in cement plaster 1:6 (1 cement:6coarse sand) including necessary scaffolding, curing etc. all complete at all floors and all heights. |  | 1546 | Sqm | 213.3217 |  |  | Excess(+) | 1 | Full Conversion | INR | [40 empty] | #VALUE! | #VALUE! | #VALUE! | 8.13 | 16mm cement plaster on external RCC/brick surfaces in cement plaster 1:6 (1 cement:6coarse sand) including necessary scaffolding, curing etc. all complete at all floors and all heights. |  | 1546 | Sqm
8.14 | Providing & applying priming coat with Cement primer of approved brand and manufacture on plaster surface as per the instruction of Engineer-In-Charge at all elevations including all material & labour complete. |  | 1546 | Sqm | 67.94 |  |  | Excess(+) | 1 | Full Conversion | INR | [40 empty] | #VALUE! | #VALUE! | #VALUE! | 8.14 | Providing & applying priming coat with Cement primer of approved brand and manufacture on plaster surface as per the instruction of Engineer-In-Charge at all elevations including all material & labour complete. |  | 1546 | Sqm
8.15 | Providing and applying to outside walls with two or more coats of Anti-Fungal Weather coat water proofing paint including scaffolding and cleaning the surface before application of approved colour and manufacture as per specification, instruction of Engineer-In-Charge at all elevations including all material labour complete. |  | 1546 | Sqm | 85.9797 |  |  | Excess(+) | 1 | Full Conversion | INR | [40 empty] | #VALUE! | #VALUE! | #VALUE! | 8.15 | Providing and applying to outside walls with two or more coats of Anti-Fungal Weather coat water proofing paint including scaffolding and cleaning the surface before application of approved colour and manufacture as per specification, instruction of Engineer-In-Charge at all elevations including all material labour complete. |  | 1546 | Sqm
8.16 | Providing and fixing M.S grill & Angle Gate of required patterns for Ventilator & Room Shutter etc. with M.S flats, square or round bars etc. including applying a coat of approved steel primer and two or more coats of synthetic enamel paint of approved make & shade, all complete as per drawing & specification. (All steel sections contractor's own supply). |  | 1368 | Kg. | 68.7296 |  |  | Excess(+) | 1 | Full Conversion | INR | [40 empty] | #VALUE! | #VALUE! | #VALUE! | 8.16 | Providing and fixing M.S grill & Angle Gate of required patterns for Ventilator & Room Shutter etc. with M.S flats, square or round bars etc. including applying a coat of approved steel primer and two or more coats of synthetic enamel paint of approved make & shade, all complete as per drawing & specification. (All steel sections contractor's own supply). |  | 1368 | Kg.
8.17 | Providing & Painting with synthetic enamel paint of approved brand and manufacture to give an even shade as per the instruction of Engineer-In-Charge at all floors and all heights including all material & labour complete. |  | 70.94 | Sqm | 154.45 |  |  | Excess(+) | 1 | Full Conversion | INR | [40 empty] | #VALUE! | #VALUE! | #VALUE! | 8.17 | Providing & Painting with synthetic enamel paint of approved brand and manufacture to give an even shade as per the instruction of Engineer-In-Charge at all floors and all heights including all material & labour complete. |  | 70.94 | Sqm
8.18 | Providing and fixing Galvanised Iron Barbed wire of diameter-2.5mm of barb distance 3-4 inch including fixing the required hardware, wire etc all complete all as direction of the Engineer-In-Charge. |  | 5224.8 | Rmt | 51.04 |  |  | Excess(+) | 1 | Full Conversion | INR | [40 empty] | #VALUE! | #VALUE! | #VALUE! | 8.18 | Providing and fixing Galvanised Iron Barbed wire of diameter-2.5mm of barb distance 3-4 inch including fixing the required hardware, wire etc all complete all as direction of the Engineer-In-Charge. |  | 5224.8 | Rmt
9 | FOUNTAIN | [6 empty] | Excess(+) | 1 | Full Conversion | INR | [43 empty] | 9 | FOUNTAIN
9.01 | Earthwork in excavation in all types of soil for site leveling, foundation, pits, trenches and other civil works upto and including 2.4metre depth and stacking the soil upto a lead of 100 metre and including dewatering, removing slush, shoring and strutting (as required), complete as per specification and as directed by the Engineer-In-Charge. All kind of soils. |  | 19.6 | Cum | 223.7 |  |  | Excess(+) | 1 | Full Conversion | INR | [40 empty] | #VALUE! | #VALUE! | #VALUE! | 9.01 | Earthwork in excavation in all types of soil for site leveling, foundation, pits, trenches and other civil works upto and including 2.4metre depth and stacking the soil upto a lead of 100 metre and including dewatering, removing slush, shoring and strutting (as required), complete as per specification and as directed by the Engineer-In-Charge. All kind of soils. |  | 19.6 | Cum
9.02 | Stoney earth . |  | 2.45 | Cum | 322.5 |  |  | Excess(+) | 1 | Full Conversion | INR | [40 empty] | #VALUE! | #VALUE! | #VALUE! | 9.02 | Stoney earth . |  | 2.45 | Cum
9.03 | Cutting hard rocks by using jack hammer with compressor (blasting prohibited) and to be removed by pick axes and crow bars to be paid on premeasurement and stacked in proper stacks separately complete as per drawing, design and direction of Architect/Engineer-in-charge. Hard rock . |  | 2.45 | Cum | 2731.3 |  |  | Excess(+) | 1 | Full Conversion | INR | [40 empty] | #VALUE! | #VALUE! | #VALUE! | 9.03 | Cutting hard rocks by using jack hammer with compressor (blasting prohibited) and to be removed by pick axes and crow bars to be paid on premeasurement and stacked in proper stacks separately complete as per drawing, design and direction of Architect/Engineer-in-charge. Hard rock . |  | 2.45 | Cum
9.04 | Filling in foundation trenches and plinth, with excavated earth including laying the earth in layers not exceeding 23.5 cm thick ramming & watering with all leads & lifts including cost of all labour,T&P completed as directed by the Engineer-In-charge. |  | 16.415 | Cum | 149.1333 |  |  | Excess(+) | 1 | Full Conversion | INR | [40 empty] | #VALUE! | #VALUE! | #VALUE! | 9.04 | Filling in foundation trenches and plinth, with excavated earth including laying the earth in layers not exceeding 23.5 cm thick ramming & watering with all leads & lifts including cost of all labour,T&P completed as directed by the Engineer-In-charge. |  | 16.415 | Cum
9.05 | Supplying and filling sand in foundation and over areas including watering, ramming, consolidating and dressing, labours, tools, taxes etc. all complete as per the specification and direction of Engineer-In-charge. |  | 1.8 | Cum | 555.0125 |  |  | Excess(+) | 1 | Full Conversion | INR | [40 empty] | #VALUE! | #VALUE! | #VALUE! | 9.05 | Supplying and filling sand in foundation and over areas including watering, ramming, consolidating and dressing, labours, tools, taxes etc. all complete as per the specification and direction of Engineer-In-charge. |  | 1.8 | Cum
9.06 | Providing and laying plain cement concrete 1:3:6 (1 cement : 3 sand : 6 stone agregate 40mm nominal size) as levelling course in foundation and plinth etc. including tempering, curring, shuttering etc. complete all depth and height. |  | 1.35 | Cum | 5099.51 |  |  | Excess(+) | 1 | Full Conversion | INR | [40 empty] | #VALUE! | #VALUE! | #VALUE! | 9.06 | Providing and laying plain cement concrete 1:3:6 (1 cement : 3 sand : 6 stone agregate 40mm nominal size) as levelling course in foundation and plinth etc. including tempering, curring, shuttering etc. complete all depth and height. |  | 1.35 | Cum
9.07 | Providing, lifting, hoisting and laying Reinforced cement concrete of M-25 grade as per approved designs and drawings having a minimum compressive strength (in work test) 25 Kg. / Square cm. in 15 cm. cubes at 28 days after mixing and test conducted in accordance with I.S. 516 using 12 mm. to 20 mm. size black hard crushed broken granite stone chips and screened and washed sharp sand for mortar of approved quality from approved quarry, washed and cleaned ( 20mm. size chips not to exceeds 25 % ) to be mixed in concrete mixture with Portland slag cement (PSC) including hoisting, lowering, laying and compaction concrete by using vibrators, watering and curing for 28 days, centering and shuttering then after dismantling and removing debris from the work site and finishing the exposed surface smooth providing grooves or beads wherever necessary including cost, conveyance, loading, unloading, royalties and taxes of all materials and cost of all labours, sundries, T & P required of the work etc. complete in all respect as directed by the Engineer-in-Charge. But excluding cost and conveyance of M.S. rods or Tor steel and binding wires and labour charges for straightening, cutting, bending etc. of M.S. rods or tor steel tying the grills and placing in proper position. a) Base :- Fountain |  | 2.1 | Cum | 6225.6361 |  |  | Excess(+) | 1 | Full Conversion | INR | [40 empty] | #VALUE! | #VALUE! | #VALUE! | 9.07 | Providing, lifting, hoisting and laying Reinforced cement concrete of M-25 grade as per approved designs and drawings having a minimum compressive strength (in work test) 25 Kg. / Square cm. in 15 cm. cubes at 28 days after mixing and test conducted in accordance with I.S. 516 using 12 mm. to 20 mm. size black hard crushed broken granite stone chips and screened and washed sharp sand for mortar of approved quality from approved quarry, washed and cleaned ( 20mm. size chips not to exceeds 25 % ) to be mixed in concrete mixture with Portland slag cement (PSC) including hoisting, lowering, laying and compaction concrete by using vibrators, watering and curing for 28 days, centering and shuttering then after dismantling and removing debris from the work site and finishing the exposed surface smooth providing grooves or beads wherever necessary including cost, conveyance, loading, unloading, royalties and taxes of all materials and cost of all labours, sundries, T & P required of the work etc. complete in all respect as directed by the Engineer-in-Charge. But excluding cost and conveyance of M.S. rods or Tor steel and binding wires and labour charges for straightening, cutting, bending etc. of M.S. rods or tor steel tying the grills and placing in proper position. a) Base :- Fountain |  | 2.1 | Cum
9.08 | b) R.C.C Wall. :- Fountain |  | 6.4125 | Cum | 12245.1304 |  |  | Excess(+) | 1 | Full Conversion | INR | [40 empty] | #VALUE! | #VALUE! | #VALUE! | 9.08 | b) R.C.C Wall. :- Fountain |  | 6.4125 | Cum
9.09 | Supplying, straightening, cutting, bending, placing in position and binding reinforcement steel work in RCC/reinforced brick works as per drawing and specification including preparation of respective bar bending schedule and binding ( Binding wire to be used as per the IS code) etc. all complete as per direction of Engineer-in-charge Cold Twisted bars, Thermo-Mechanically-treated bars. |  | 13.512 | Qtl. | 8905.2902 |  |  | Excess(+) | 1 | Full Conversion | INR | [40 empty] | #VALUE! | #VALUE! | #VALUE! | 9.09 | Supplying, straightening, cutting, bending, placing in position and binding reinforcement steel work in RCC/reinforced brick works as per drawing and specification including preparation of respective bar bending schedule and binding ( Binding wire to be used as per the IS code) etc. all complete as per direction of Engineer-in-charge Cold Twisted bars, Thermo-Mechanically-treated bars. |  | 13.512 | Qtl.
9.1 | 12mm cement plaster on external RCC/brick surfaces in cement plaster 1:6 (1 cement : 6 coarse sand) including necessary scaffolding, curing etc. all complete at all floors and all heights. |  | 28.5 | Sqm | 149.06 |  |  | Excess(+) | 1 | Full Conversion | INR | [40 empty] | #VALUE! | #VALUE! | #VALUE! | 9.1 | 12mm cement plaster on external RCC/brick surfaces in cement plaster 1:6 (1 cement : 6 coarse sand) including necessary scaffolding, curing etc. all complete at all floors and all heights. |  | 28.5 | Sqm
9.11 | Providing and fixing 20mm thick Granite stone flooring (sample of Granite stone should be approved by Engineer-In-Charge) for stair case trade, riser and similar locations where ever required in horizontal/vertical surfaces of required size of approved shade, colour and texture, with moulding edge etc. laid over 20mm thick bed of cement mortar 1:4 (1 cement: 4 coarse sand) with joints treated with white cement mixed with matching pigment, epoxy touch ups including rubbing, curing, moulding and polishing to give high gloss finish etc. complete as per direction of Engineer-in-charge. In all floors and all heights. |  | 4.275 | Sqm | 2702.4 |  |  | Excess(+) | 1 | Full Conversion | INR | [40 empty] | #VALUE! | #VALUE! | #VALUE! | 9.11 | Providing and fixing 20mm thick Granite stone flooring (sample of Granite stone should be approved by Engineer-In-Charge) for stair case trade, riser and similar locations where ever required in horizontal/vertical surfaces of required size of approved shade, colour and texture, with moulding edge etc. laid over 20mm thick bed of cement mortar 1:4 (1 cement: 4 coarse sand) with joints treated with white cement mixed with matching pigment, epoxy touch ups including rubbing, curing, moulding and polishing to give high gloss finish etc. complete as per direction of Engineer-in-charge. In all floors and all heights. |  | 4.275 | Sqm
9.12 | Supplying, fitting and fixing of Stainless steel of 304 grade in hand ralling using 50mm dia of 2mm thick circular pipe with Balustrade of size 32mm X 32mm X 2mm @ 0.90mtr. C/C and stainless square pipe bracing of size 32mm X 32mm X 2mm in 3 rows in stair case as per approved design and specification, buffing, polishing etc with cost, conveyance, taxes, all materials, labour, T&P etc. required for the complete in all respect. |  | 99.37 | Kg. | 269.1 |  |  | Excess(+) | 1 | Full Conversion | INR | [40 empty] | #VALUE! | #VALUE! | #VALUE! | 9.12 | Supplying, fitting and fixing of Stainless steel of 304 grade in hand ralling using 50mm dia of 2mm thick circular pipe with Balustrade of size 32mm X 32mm X 2mm @ 0.90mtr. C/C and stainless square pipe bracing of size 32mm X 32mm X 2mm in 3 rows in stair case as per approved design and specification, buffing, polishing etc with cost, conveyance, taxes, all materials, labour, T&P etc. required for the complete in all respect. |  | 99.37 | Kg.
9.13 | Providing and fixing 1st quality ceramic glazed wall tiles conforming to IS: 15622 (thickness to be specified by the manufacturer) minimum thickness 5mm of NITCO, SOMANY, ASIAN, KAJARIA or equivalent approved make in all colours, shades except burgundy, bottle green, black of size 300x450/300x200 mm in fountain wall surface and dados or equivalent over 12 mm thick bed of cement mortar 1:3 (1 cement : 3 coarse sand) and jointing with grey cement slurry @ 3.3 kg per sqm including pointing in white cement mixed with pigment of matching shade complete as per direction of EIC. In all floors and all heights.(Basic Rate-80/Sqft) |  | 55.2 | Sqm | 1410.7639 |  |  | Excess(+) | 1 | Full Conversion | INR | [40 empty] | #VALUE! | #VALUE! | #VALUE! | 9.13 | Providing and fixing 1st quality ceramic glazed wall tiles conforming to IS: 15622 (thickness to be specified by the manufacturer) minimum thickness 5mm of NITCO, SOMANY, ASIAN, KAJARIA or equivalent approved make in all colours, shades except burgundy, bottle green, black of size 300x450/300x200 mm in fountain wall surface and dados or equivalent over 12 mm thick bed of cement mortar 1:3 (1 cement : 3 coarse sand) and jointing with grey cement slurry @ 3.3 kg per sqm including pointing in white cement mixed with pigment of matching shade complete as per direction of EIC. In all floors and all heights.(Basic Rate-80/Sqft) |  | 55.2 | Sqm
9.14 | Providing waterproofing for Fountain :- Cleaning the inside surface & Application of two coats of sika Top seal 109 hi @ 2.2 Kg/Sqm.Over the bottom slab & side wall surface to protect against leakage & seepage finally covered with a cement mortar (1:4). make coving over floor to wall joints over a bond coat sika latex (1:4:6) & proper care should be taken to fill the pipe penetration points with sika Gard 694 fi (moisture resistance epoxy putty) complete as per manufacture specification and direction of Engineer-In-Charge.Note : All the waterproofing treatment shall be executed though a recognized water proofing agency approved by the engineer in charge . A written guarantee on non-judicial stamp paper shall be submitted by the contractor for a minimum period of 5(five) years from the certified date of completion for the satisfactory performance of the entire waterproofing treatment system. |  | 59.475 | Sqm | 750 |  |  | Excess(+) | 1 | Full Conversion | INR | [40 empty] | #VALUE! | #VALUE! | #VALUE! | 9.14 | Providing waterproofing for Fountain :- Cleaning the inside surface & Application of two coats of sika Top seal 109 hi @ 2.2 Kg/Sqm.Over the bottom slab & side wall surface to protect against leakage & seepage finally covered with a cement mortar (1:4). make coving over floor to wall joints over a bond coat sika latex (1:4:6) & proper care should be taken to fill the pipe penetration points with sika Gard 694 fi (moisture resistance epoxy putty) complete as per manufacture specification and direction of Engineer-In-Charge.Note : All the waterproofing treatment shall be executed though a recognized water proofing agency approved by the engineer in charge . A written guarantee on non-judicial stamp paper shall be submitted by the contractor for a minimum period of 5(five) years from the certified date of completion for the satisfactory performance of the entire waterproofing treatment system. |  | 59.475 | Sqm
9.15 | Providing & Fixing of Circular Dome Fountain :- 7' Dia G.I Ring with 42 nos of brass swivel nozzle throwing water inward creating a dome shape, water effect-6' ht, Pump-01 Hp Single Phase sumersible open well, Light-07 nos multicolour 12 watt LED light, panel board- cable for pump set and light upto 10 mtr distance from panel board comple all as direction of the Engineel-In-Charge. |  | 1 | Job | 149000 |  |  | Excess(+) | 1 | Full Conversion | INR | [40 empty] | #VALUE! | #VALUE! | #VALUE! | 9.15 | Providing & Fixing of Circular Dome Fountain :- 7' Dia G.I Ring with 42 nos of brass swivel nozzle throwing water inward creating a dome shape, water effect-6' ht, Pump-01 Hp Single Phase sumersible open well, Light-07 nos multicolour 12 watt LED light, panel board- cable for pump set and light upto 10 mtr distance from panel board comple all as direction of the Engineel-In-Charge. |  | 1 | Job
10 | INTERIOR FURNISHING AND FURNITURE WORK ( WAITNIG LOBBY OPD) | [6 empty] | Excess(+) | 1 | Full Conversion | INR | [43 empty] | 10 | INTERIOR FURNISHING AND FURNITURE WORK ( WAITNIG LOBBY OPD)
10.01 | LOOSE FURNITURES. Officers Table :- Providing and fixing of officer table: Main Table size- 1800 Lx900 Dx 750HT. Side Extension: 1000L x 450D x 750H. Table Top made of 25mm thick pre-laminated board finished with 2mm PVC edge lipping. Table Support made of 25mm thick PLT Gable end & 18mm thick PLT Modesty panel. All complete with material, labour, T&P, taxes etc.(Make-Featherlite, Godrej or equivalent) |  | 1 | Nos | 20500 |  |  | Excess(+) | 1 | Full Conversion | INR | [40 empty] | #VALUE! | #VALUE! | #VALUE! | 10.01 | LOOSE FURNITURES. Officers Table :- Providing and fixing of officer table: Main Table size- 1800 Lx900 Dx 750HT. Side Extension: 1000L x 450D x 750H. Table Top made of 25mm thick pre-laminated board finished with 2mm PVC edge lipping. Table Support made of 25mm thick PLT Gable end & 18mm thick PLT Modesty panel. All complete with material, labour, T&P, taxes etc.(Make-Featherlite, Godrej or equivalent) |  | 1 | Nos
10.02 | CHAIRS Moving Chair :- Supplying & providing of Moving CHAIR ( Ergon)Nylon base medium mesh back with Cushioned Seat, two way adjustable arms with fine tuning adjustable lumbar support and headrest and kneetilt-multilock mechanism chairs. The cost includes materials, labour, taxes etc as per approved design & instruction of Architect/ Engineer-In-Charge. (Make-Featherlite, Godrej or equivalent) |  | 6 | Nos | 9500 |  |  | Excess(+) | 1 | Full Conversion | INR | [40 empty] | #VALUE! | #VALUE! | #VALUE! | 10.02 | CHAIRS Moving Chair :- Supplying & providing of Moving CHAIR ( Ergon)Nylon base medium mesh back with Cushioned Seat, two way adjustable arms with fine tuning adjustable lumbar support and headrest and kneetilt-multilock mechanism chairs. The cost includes materials, labour, taxes etc as per approved design & instruction of Architect/ Engineer-In-Charge. (Make-Featherlite, Godrej or equivalent) |  | 6 | Nos
10.03 | Faculty Chair (Visitor's) :- Supplying & providing Faculty Chair (VIsitor's) of MBGS 'B' project medium back chair, synchro mechanism, two way adjustable arms, Nylon base chairs. The cost includes materials, labour, taxes etc as per approved design & instruction of Architect/ Engineer-In-Charge. (Make-Featherlite, Godrej or equivalent) |  | 12 | Nos | 6500 |  |  | Excess(+) | 1 | Full Conversion | INR | [40 empty] | #VALUE! | #VALUE! | #VALUE! | 10.03 | Faculty Chair (Visitor's) :- Supplying & providing Faculty Chair (VIsitor's) of MBGS 'B' project medium back chair, synchro mechanism, two way adjustable arms, Nylon base chairs. The cost includes materials, labour, taxes etc as per approved design & instruction of Architect/ Engineer-In-Charge. (Make-Featherlite, Godrej or equivalent) |  | 12 | Nos
10.04 | WAITING 3-SEATER CHAIR :- providing and fixing S.S made or equivalent Waiting Benches/Chair 3 seater or similar to model or equivalent make including materials, labour, taxes etc as per approved design & instruction of Architect/ Engineer-In-Charge. (Make-Featherlite, Godrej or equivalent) |  | 20 | Nos | 12500 |  |  | Excess(+) | 1 | Full Conversion | INR | [40 empty] | #VALUE! | #VALUE! | #VALUE! | 10.04 | WAITING 3-SEATER CHAIR :- providing and fixing S.S made or equivalent Waiting Benches/Chair 3 seater or similar to model or equivalent make including materials, labour, taxes etc as per approved design & instruction of Architect/ Engineer-In-Charge. (Make-Featherlite, Godrej or equivalent) |  | 20 | Nos
11 | OPD BLOCK (LOOSE FURNITURES) | [6 empty] | Excess(+) | 1 | Full Conversion | INR | [43 empty] | 11 | OPD BLOCK (LOOSE FURNITURES)
11.01 | WAITING 3-SEATER CHAIR :- providing and fixing S.S made or equivalent Waiting Benches/Chair 3 seater or similar to model or equivalent make including materials, labour, taxes etc as per approved design & instruction of Architect/ Engineer-In-Charge. (Make-Featherlite, Godrej or equivalent) |  | 8 | Nos | 12500 |  |  | Excess(+) | 1 | Full Conversion | INR | [40 empty] | #VALUE! | #VALUE! | #VALUE! | 11.01 | WAITING 3-SEATER CHAIR :- providing and fixing S.S made or equivalent Waiting Benches/Chair 3 seater or similar to model or equivalent make including materials, labour, taxes etc as per approved design & instruction of Architect/ Engineer-In-Charge. (Make-Featherlite, Godrej or equivalent) |  | 8 | Nos
12 | EYE BLOCK (LOOSE FURNITURES) | [6 empty] | Excess(+) | 1 | Full Conversion | INR | [43 empty] | 12 | EYE BLOCK (LOOSE FURNITURES)
12.01 | WAITING 3-SEATER CHAIR :- providing and fixing S.S Waiting 3 seater chair or similar to model or equivalent make including materials, labour, taxes etc as per approved design & instruction of Architect/ Engineer-In-Charge. |  | 4 | Nos | 12500 |  |  | Excess(+) | 1 | Full Conversion | INR | [40 empty] | #VALUE! | #VALUE! | #VALUE! | 12.01 | WAITING 3-SEATER CHAIR :- providing and fixing S.S Waiting 3 seater chair or similar to model or equivalent make including materials, labour, taxes etc as per approved design & instruction of Architect/ Engineer-In-Charge. |  | 4 | Nos
13 | GYNAECOLOGY & IPD WARDS (LOOSE FURNITURES) | [6 empty] | Excess(+) | 1 | Full Conversion | INR | [43 empty] | 13 | GYNAECOLOGY & IPD WARDS (LOOSE FURNITURES)
13.01 | WAITING 3-SEATER CHAIR :- providing and fixing S.S Waiting 3 seater chair or similar to model or equivalent make including materials, labour, taxes etc as per approved design & instruction of Architect/ Engineer-In-Charge. |  | 40 | Nos | 12500 |  |  | Excess(+) | 1 | Full Conversion | INR | [40 empty] | #VALUE! | #VALUE! | #VALUE! | 13.01 | WAITING 3-SEATER CHAIR :- providing and fixing S.S Waiting 3 seater chair or similar to model or equivalent make including materials, labour, taxes etc as per approved design & instruction of Architect/ Engineer-In-Charge. |  | 40 | Nos
14 | INTERIOR FURNISHING AND FURNITURE WORK ( WAITNIG NEAR WARD) | [6 empty] | Excess(+) | 1 | Full Conversion | INR | [43 empty] | 14 | INTERIOR FURNISHING AND FURNITURE WORK ( WAITNIG NEAR WARD)
14.01 | LOOSE FURNITURES. Officers Table :- Providing and fixing of officer table: Main Table size- 1800 Lx900 Dx 750HT. Side Extension: 1000L x 450D x 750H. Table Top made of 25mm thick pre-laminated board finished with 2mm PVC edge lipping. Table Support made of 25mm thick PLT Gable end & 18mm thick PLT Modesty panel. All complete with material, labour, T&P, taxes etc. |  | 3 | Nos | 20500 |  |  | Excess(+) | 1 | Full Conversion | INR | [40 empty] | #VALUE! | #VALUE! | #VALUE! | 14.01 | LOOSE FURNITURES. Officers Table :- Providing and fixing of officer table: Main Table size- 1800 Lx900 Dx 750HT. Side Extension: 1000L x 450D x 750H. Table Top made of 25mm thick pre-laminated board finished with 2mm PVC edge lipping. Table Support made of 25mm thick PLT Gable end & 18mm thick PLT Modesty panel. All complete with material, labour, T&P, taxes etc. |  | 3 | Nos
14.02 | CHAIRS Moving Chair (1st Class) :- Supplying & providing of DIRECTOR CHAIR ( Ergon)Nylon base medium mesh back with Cushioned Seat, two way adjustable arms with fine tuning adjustable lumbar support and headrest and kneetilt-multilock mechanism chairs. The cost includes materials, labour, taxes etc as per approved design & instruction of Architect/ Engineer-In-Charge. |  | 11 | Nos | 9500 |  |  | Excess(+) | 1 | Full Conversion | INR | [40 empty] | #VALUE! | #VALUE! | #VALUE! | 14.02 | CHAIRS Moving Chair (1st Class) :- Supplying & providing of DIRECTOR CHAIR ( Ergon)Nylon base medium mesh back with Cushioned Seat, two way adjustable arms with fine tuning adjustable lumbar support and headrest and kneetilt-multilock mechanism chairs. The cost includes materials, labour, taxes etc as per approved design & instruction of Architect/ Engineer-In-Charge. |  | 11 | Nos
14.03 | Faculty Chair (Visitor's) :- Supplying & providing of MBGS 'B' project medium back chair, synchro mechanism, two way adjustable arms, Nylon base chairs. The cost includes materials, labour, taxes etc as per approved design & instruction of Architect/ Engineer-In-Charge |  | 6 | Nos | 6500 |  |  | Excess(+) | 1 | Full Conversion | INR | [40 empty] | #VALUE! | #VALUE! | #VALUE! | 14.03 | Faculty Chair (Visitor's) :- Supplying & providing of MBGS 'B' project medium back chair, synchro mechanism, two way adjustable arms, Nylon base chairs. The cost includes materials, labour, taxes etc as per approved design & instruction of Architect/ Engineer-In-Charge |  | 6 | Nos
14.04 | WAITING 3-SEATER CHAIR :- providing and fixing S.S Waiting 3 seater chair or similar to model or equivalent make including materials, labour, taxes etc as per approved design & instruction of Architect/ Engineer-In-Charge. |  | 20 | Nos | 12500 |  |  | Excess(+) | 1 | Full Conversion | INR | [40 empty] | #VALUE! | #VALUE! | #VALUE! | 14.04 | WAITING 3-SEATER CHAIR :- providing and fixing S.S Waiting 3 seater chair or similar to model or equivalent make including materials, labour, taxes etc as per approved design & instruction of Architect/ Engineer-In-Charge. |  | 20 | Nos
15 | DRAINAGE SYSTEM | [6 empty] | Excess(+) | 1 | Full Conversion | INR | [43 empty] | 15 | DRAINAGE SYSTEM
15.01 | Earthwork in excavation of foundation trenches in All kinds of soil including dressing of sides and leveling the bed up to the required depth and depositing the excavated materials away from the work site with all leads and lifts, including shoring, shuttering and dewatering (if required) with cost of labour, hire & running charges of water pumps sundries & T&P required for the work complete as directed by the Engineer-in-charge. All type of Soil |  | 486 | Cum | 223.7 |  |  | Excess(+) | 1 | Full Conversion | INR | [40 empty] | #VALUE! | #VALUE! | #VALUE! | 15.01 | Earthwork in excavation of foundation trenches in All kinds of soil including dressing of sides and leveling the bed up to the required depth and depositing the excavated materials away from the work site with all leads and lifts, including shoring, shuttering and dewatering (if required) with cost of labour, hire & running charges of water pumps sundries & T&P required for the work complete as directed by the Engineer-in-charge. All type of Soil |  | 486 | Cum
15.02 | Filling in foundation trenches and plinth, with excavated earth including laying the earth in layers not exceeding 23.5 cm thick ramming & watering with all leads & lifts including cost of all labour,T&P completed as directed by the Engineer-in-charge. ` |  | 325.62 | Cum | 149.1333 |  |  | Excess(+) | 1 | Full Conversion | INR | [40 empty] | #VALUE! | #VALUE! | #VALUE! | 15.02 | Filling in foundation trenches and plinth, with excavated earth including laying the earth in layers not exceeding 23.5 cm thick ramming & watering with all leads & lifts including cost of all labour,T&P completed as directed by the Engineer-in-charge. ` |  | 325.62 | Cum
15.03 | Supplying and filling in foundation trenches and plinth, ditches with sand well watered and rammed in layers not exceeding 23 cm. In depth with all lead and lift including cost, conveyance, loading, unloading, royalties and taxes of all materials, cost of all labour, sundries, T&P required for the work etc. complete in all respect as per specification and direction of Engineer-in-charge. (Measurement will be taken on finished compacted section only). |  | 97.2 | Cum | 555.0125 |  |  | Excess(+) | 1 | Full Conversion | INR | [40 empty] | #VALUE! | #VALUE! | #VALUE! | 15.03 | Supplying and filling in foundation trenches and plinth, ditches with sand well watered and rammed in layers not exceeding 23 cm. In depth with all lead and lift including cost, conveyance, loading, unloading, royalties and taxes of all materials, cost of all labour, sundries, T&P required for the work etc. complete in all respect as per specification and direction of Engineer-in-charge. (Measurement will be taken on finished compacted section only). |  | 97.2 | Cum
15.04 | Providing and lying plain cement concrete of proportion (1:3:6) in foundation and floors using Portland slag cement (PSC) with 40 mm. Size black hard crusher broken granite stone metal and screened and washed sharp sand for mortar of approved quality from approved quarry, washed and cleaned including hoisting, lowering, laying concrete, ramming, watering and curing etc. complete to required levels laid in layers not exceeding 15 cm thick in each layer including cost, conveyance, loading, unloading, royalties and taxes all materials and cost all labours, sundries, T & P required for the work including shoring, shuttering and dewatering if required including hire & running charges of water pump complete as per the instruction of the Engineer-in-Charge. |  | 97.2 | Cum | 5099.51 |  |  | Excess(+) | 1 | Full Conversion | INR | [40 empty] | #VALUE! | #VALUE! | #VALUE! | 15.04 | Providing and lying plain cement concrete of proportion (1:3:6) in foundation and floors using Portland slag cement (PSC) with 40 mm. Size black hard crusher broken granite stone metal and screened and washed sharp sand for mortar of approved quality from approved quarry, washed and cleaned including hoisting, lowering, laying concrete, ramming, watering and curing etc. complete to required levels laid in layers not exceeding 15 cm thick in each layer including cost, conveyance, loading, unloading, royalties and taxes all materials and cost all labours, sundries, T & P required for the work including shoring, shuttering and dewatering if required including hire & running charges of water pump complete as per the instruction of the Engineer-in-Charge. |  | 97.2 | Cum
15.05 | Providing, lifting, hoisting and laying Reinforced cement concrete of M-25 grade as per approved designs and drawings having a minimum compressive strength (in work test) 25 Kg./Square cm. in 15 cm. cubes at 28 days after mixing and test conducted in accordance with I.S. 516 using 12 mm. to 20 mm. size black hard crushed broken granite stone chips and screened and washed sharp sand for mortar of approved quality from approved quarry, washed and cleaned (20mm. size chips not to exceeds 25 %) to be mixed in concrete mixture with Portland slag cement (PSC) including hoisting, lowering, laying and compaction concrete by using vibrators, watering and curing for 28 days, centering and shuttering then after dismantling and removing debris from the work site and finishing the exposed surface smooth providing grooves or beads wherever necessary including cost, conveyance, loading, unloading, royalties and taxes of all materials and cost of all labours, sundries, T & P required of the work etc. complete in all respect as directed by the Engineer-in-Charge. But excluding cost and conveyance of M.S. rods or Tor steel and binding wires and labour charges for straightening, cutting, bending etc. of M.S. rods or tor steel tying the grills and placing in proper position. i) Base |  | 97.2 | Cum | 6225.6361 |  |  | Excess(+) | 1 | Full Conversion | INR | [40 empty] | #VALUE! | #VALUE! | #VALUE! | 15.05 | Providing, lifting, hoisting and laying Reinforced cement concrete of M-25 grade as per approved designs and drawings having a minimum compressive strength (in work test) 25 Kg./Square cm. in 15 cm. cubes at 28 days after mixing and test conducted in accordance with I.S. 516 using 12 mm. to 20 mm. size black hard crushed broken granite stone chips and screened and washed sharp sand for mortar of approved quality from approved quarry, washed and cleaned (20mm. size chips not to exceeds 25 %) to be mixed in concrete mixture with Portland slag cement (PSC) including hoisting, lowering, laying and compaction concrete by using vibrators, watering and curing for 28 days, centering and shuttering then after dismantling and removing debris from the work site and finishing the exposed surface smooth providing grooves or beads wherever necessary including cost, conveyance, loading, unloading, royalties and taxes of all materials and cost of all labours, sundries, T & P required of the work etc. complete in all respect as directed by the Engineer-in-Charge. But excluding cost and conveyance of M.S. rods or Tor steel and binding wires and labour charges for straightening, cutting, bending etc. of M.S. rods or tor steel tying the grills and placing in proper position. i) Base |  | 97.2 | Cum
15.06 | ii) Wall |  | 145.8 | Cum | 12245.1304 |  |  | Excess(+) | 1 | Full Conversion | INR | [40 empty] | #VALUE! | #VALUE! | #VALUE! | 15.06 | ii) Wall |  | 145.8 | Cum
15.07 | iii) Slab |  | 97.2 | Cum | 12619.1401 |  |  | Excess(+) | 1 | Full Conversion | INR | [40 empty] | #VALUE! | #VALUE! | #VALUE! | 15.07 | iii) Slab |  | 97.2 | Cum
15.08 | Supplying all materials, labour, T&P and providing M.S reinforcement for R.C.C work including cutting, bending, binding, and tying the grills and placing in position including cost of binding wire 18 to 20 gauge, conveyance of all materials to worksite, payment of royalty, taxes etc all complete as per specification and direction of the Engineer-In-Charge. |  | 187.11 | Qntl | 8905.2902 |  |  | Excess(+) | 1 | Full Conversion | INR | [40 empty] | #VALUE! | #VALUE! | #VALUE! | 15.08 | Supplying all materials, labour, T&P and providing M.S reinforcement for R.C.C work including cutting, bending, binding, and tying the grills and placing in position including cost of binding wire 18 to 20 gauge, conveyance of all materials to worksite, payment of royalty, taxes etc all complete as per specification and direction of the Engineer-In-Charge. |  | 187.11 | Qntl
Total in Figures | [51 empty] | #VALUE! | #VALUE! | #VALUE! |  |  |  |  | 4 | Construction of chamber for 100mm sluice plates | item5 | 10 | Nos
Quoted Rate in Figures |  |  |  | Select | [47 empty] | 0 | 0 | #VALUE!
Quoted Rate in Words |  | #VALUE!
Note on K13: gepadmin: 1. If you choose "Full Conversion" then Column BA (AMOUNT) and Column BB (TAXES) BOTH values will be convert based on selected Currency in (Column L). 2. If you choose "Partial Conversion" then Column BA (AMOUNT) only will be converted based on selected currency (Column L) and Column BB (TAXES) value (INR) will be added to the converted values.
Note on K14: gepadmin: 1. If you choose "Full Conversion" then Column BA (AMOUNT) and Column BB (TAXES) BOTH values will be convert based on selected Currency in (Column L). 2. If you choose "Partial Conversion" then Column BA (AMOUNT) only will be converted based on selected currency (Column L) and Column BB (TAXES) value (INR) will be added to the converted values.
Note on K15: gepadmin: 1. If you choose "Full Conversion" then Column BA (AMOUNT) and Column BB (TAXES) BOTH values will be convert based on selected Currency in (Column L). 2. If you choose "Partial Conversion" then Column BA (AMOUNT) only will be converted based on selected currency (Column L) and Column BB (TAXES) value (INR) will be added to the converted values.
Note on K16: gepadmin: 1. If you choose "Full Conversion" then Column BA (AMOUNT) and Column BB (TAXES) BOTH values will be convert based on selected Currency in (Column L). 2. If you choose "Partial Conversion" then Column BA (AMOUNT) only will be converted based on selected currency (Column L) and Column BB (TAXES) value (INR) will be added to the converted values.
Note on K17: gepadmin: 1. If you choose "Full Conversion" then Column BA (AMOUNT) and Column BB (TAXES) BOTH values will be convert based on selected Currency in (Column L). 2. If you choose "Partial Conversion" then Column BA (AMOUNT) only will be converted based on selected currency (Column L) and Column BB (TAXES) value (INR) will be added to the converted values.
Note on K18: gepadmin: 1. If you choose "Full Conversion" then Column BA (AMOUNT) and Column BB (TAXES) BOTH values will be convert based on selected Currency in (Column L). 2. If you choose "Partial Conversion" then Column BA (AMOUNT) only will be converted based on selected currency (Column L) and Column BB (TAXES) value (INR) will be added to the converted values.
Note on K19: gepadmin: 1. If you choose "Full Conversion" then Column BA (AMOUNT) and Column BB (TAXES) BOTH values will be convert based on selected Currency in (Column L). 2. If you choose "Partial Conversion" then Column BA (AMOUNT) only will be converted based on selected currency (Column L) and Column BB (TAXES) value (INR) will be added to the converted values.
Note on K20: gepadmin: 1. If you choose "Full Conversion" then Column BA (AMOUNT) and Column BB (TAXES) BOTH values will be convert based on selected Currency in (Column L). 2. If you choose "Partial Conversion" then Column BA (AMOUNT) only will be converted based on selected currency (Column L) and Column BB (TAXES) value (INR) will be added to the converted values.
Note on K21: gepadmin: 1. If you choose "Full Conversion" then Column BA (AMOUNT) and Column BB (TAXES) BOTH values will be convert based on selected Currency in (Column L). 2. If you choose "Partial Conversion" then Column BA (AMOUNT) only will be converted based on selected currency (Column L) and Column BB (TAXES) value (INR) will be added to the converted values.
Note on K22: gepadmin: 1. If you choose "Full Conversion" then Column BA (AMOUNT) and Column BB (TAXES) BOTH values will be convert based on selected Currency in (Column L). 2. If you choose "Partial Conversion" then Column BA (AMOUNT) only will be converted based on selected currency (Column L) and Column BB (TAXES) value (INR) will be added to the converted values.
Note on K23: gepadmin: 1. If you choose "Full Conversion" then Column BA (AMOUNT) and Column BB (TAXES) BOTH values will be convert based on selected Currency in (Column L). 2. If you choose "Partial Conversion" then Column BA (AMOUNT) only will be converted based on selected currency (Column L) and Column BB (TAXES) value (INR) will be added to the converted values.
Validate
Print
Help

## Macros
Please Enable Macros to View BoQ information